{"text_format":"1","workbook":"xlsx","n_sheets":7,"sheets":["(1) Main Menu","(2) Profile Overview","(3) Parameter Settings","(4) One Year Data Calculation","(5) Robustness Analysis","(6) Monte Carlo Simulation","(7) Economics"],"not_rendered":{"charts":16,"images":37,"macros":1,"external_links":0,"defined_names":37,"comments":1,"pivot_tables":0},"unopened":[],"bounds":{"document_bytes":16777216,"sheet_cells":100000,"rows_first":2000,"rows_last":500,"rows_between":2000,"halvings":0,"cell_chars":16384,"cell_head_chars":4096},"cells_cut":0,"cells_raw":0,"read":"whole","date_system":"1900"}

{"sheet":"(1) Main Menu","index":0,"n_rows":52,"n_cols":21,"rows_kept":52,"cut":false,"hidden":false,"merged":[[8,18,9,18],[13,10,13,12],[24,0,39,0],[0,0,0,16],[2,6,2,8],[13,2,13,4],[13,6,13,8],[13,14,13,16],[2,0,11,0],[13,0,22,0],[2,2,2,4],[2,10,2,12]]}
["Battery Capacity Tool"]
[]
["INPUT",null,"Generators",null,null,null,"Load",null,null,null,"Battery",null,null,null,"Calculation Interface",null,null,null,"Exchange Interface"]
[]
[null,null,"Solar",20,"kWp",null,"General",3334,"kWh/a",null,"Capacity useable",{"$f":"bat_cap_total*(1-bat_soc*0.01)","v":40},"kWh"]
[]
[null,null,"Wind",0,"kWp",null,"Car",3333,"kWh/a",null,"Capacity total",40,"kWh"]
[]
[null,null,"CHP",0,"kWp",null,"Heat Pump",3333,"kWh/a",null,"SoC min",0,"%",null,null,null,null,null,"Gen_GenX"]
[]
[null,null,"GENX",0,"kWp",null,"LOADX",0,"kWh/a",null,"DoD max",{"$f":"100-bat_soc","v":100},"%"]
[]
[]
["OUTPUT",null,"Generation",null,null,null,"Self-Sustainability",null,null,null,"Internal Consumption",null,null,null,"Emission and Power",null,null,null,"Battery"]
[]
[null,null,"PV",{"$f":"'(4) One Year Data Calculation'!K1","v":18178.345948236041},"kWh",null,"no battery",{"$f":"'(4) One Year Data Calculation'!Y2/('(4) One Year Data Calculation'!R1)","v":0.1608889116921321},null,null,"no battery",{"$f":"'(4) One Year Data Calculation'!Y2/('(4) One Year Data Calculation'!R1)*load_data_total/'(1) Main Menu'!D16","v":8.8505803635970604E-2},null,null,"Saved Emissions",{"$f":"(D16+D18+D20+D22)*0.59","v":10725.224109459265},"kgCO2",null,"SoC Average",null,{"$f":"'(4) One Year Data Calculation'!AC1","v":0.61970125751063865}]
[]
[null,null,"Wind",{"$f":"'(4) One Year Data Calculation'!M1","v":0},"kWh",null,"with battery",{"$f":"('(4) One Year Data Calculation'!R1-'(4) One Year Data Calculation'!W1-'(4) One Year Data Calculation'!Z1+'(4) One Year Data Calculation'!U35043*0.001)/('(4) One Year Data Calculation'!R1-'(4) One Year Data Calculation'!W1+'(4) One Year Data Calculation'!U35043*0.001)","v":0.81060585808382479},null,null,"with battery",{"$f":"(D16-H20)/D16","v":0.45777099256816761},null,null,"average load",{"$f":"load_data_total/365/24*1000","v":1141.5525114155253},"W",null,"Cycles per year",null,{"$f":"'(4) One Year Data Calculation'!X1/bat_cap_use","v":167.81660447488568}]
[]
[null,null,"CHP",{"$f":"'(4) One Year Data Calculation'!O1","v":0},"kWh",null,"Feed in Grid",{"$f":"'(4) One Year Data Calculation'!AB1","v":9856.8264802645008},"kWh",null,null,null,null,null,"feed in max",{"$f":"'(4) One Year Data Calculation'!AB2","v":9968.6050036828383},"W",null,"Lifetime in years",null,{"$f":"bat_data_lifetime_cycles/('(4) One Year Data Calculation'!X1/bat_cap_use)","v":14.897214776944992}]
[]
[null,null,"GENX",{"$f":"'(4) One Year Data Calculation'!Q1","v":0},"kWh",null,"Consumption",{"$f":"'(4) One Year Data Calculation'!Z1","v":1944.2922335164765},"kWh",null,null,null,null,null,"grid load max",{"$f":"'(4) One Year Data Calculation'!Z2","v":5147.5884554957256},"W",null,"Battery Losses",null,{"$f":"-'(4) One Year Data Calculation'!W1","v":265.81170148821803}]
[]
[]
["Charts"]
[]
[]
[]
[]
[]
[]
[]
[]
[]
[]
[]
[]
[]
[]
[]
[]
[]
[]
[]
[null,"ICQ",{"$f":"D16-H20","v":8321.5194679715405}]
[null,"ICQ",{"$f":"C45/D16","v":0.45777099256816761},null,null,0.2]
[null,null,{"$f":"IF(C46>0.3,0.3,C46)","v":0.3},{"$f":"IF(C46>0.3,C46-0.3,0)","v":0.15777099256816762}]
[null,null,{"$f":"D16","v":18178.345948236041},{"$f":"D16","v":18178.345948236041}]
[null,null,1.19,1.19]
[null,null,{"$f":"0.24-0.08","v":0.15999999999999998},{"$f":"0.24-0.12","v":0.12}]
[null,null,{"$f":"C50*C49*C48*C47","v":1038.3471205632425},{"$f":"D50*D49*D48*D47","v":409.55263960390403},"ICQ","ESC"]
[null,null,null,null,{"$f":"D51+C51","v":1447.8997601671465},{"$f":"C45*F46","v":1664.3038935943082}]

{"sheet":"(2) Profile Overview","index":1,"n_rows":82,"n_cols":33,"rows_kept":82,"cut":false,"hidden":false,"merged":[]}
[]
["General Load",null,null,null,null,null,null,null,null,null,null,null,null,null,null,null,null,null,null,null,null,null,null,null,null,null,"Month","Load_EX","Car_EX","HP_EX","Loadx_EX"]
[null,null,null,null,null,null,null,null,null,null,null,null,null,null,null,null,null,null,null,null,null,null,null,null,null,"January",1,{"$f":"SUMIF('(4) One Year Data Calculation'!$AE$4:$AE$35043,$AA3,'(4) One Year Data Calculation'!$C$4:$C$35043)*0.001","v":284.63556708008787},{"$f":"SUMIF('(4) One Year Data Calculation'!$AE$4:$AE$35043,$AA3,'(4) One Year Data Calculation'!$E$4:$E$35043)*0.001","v":283.07671232876743},{"$f":"SUMIF('(4) One Year Data Calculation'!$AE$4:$AE$35043,$AA3,'(4) One Year Data Calculation'!$G$4:$G$35043)*0.001","v":566.60999999995977},{"$f":"SUMIF('(4) One Year Data Calculation'!$AE$4:$AE$35043,$AA3,'(4) One Year Data Calculation'!$I$4:$I$35043)*0.001","v":0}]
[null,null,null,null,null,null,null,null,null,null,null,null,null,null,null,null,null,null,null,null,null,null,null,null,null,"February",2,{"$f":"SUMIF('(4) One Year Data Calculation'!$AE$4:$AE$35043,$AA4,'(4) One Year Data Calculation'!$C$4:$C$35043)*0.001","v":251.64674286515125},{"$f":"SUMIF('(4) One Year Data Calculation'!$AE$4:$AE$35043,$AA4,'(4) One Year Data Calculation'!$E$4:$E$35043)*0.001","v":255.68219178082325},{"$f":"SUMIF('(4) One Year Data Calculation'!$AE$4:$AE$35043,$AA4,'(4) One Year Data Calculation'!$G$4:$G$35043)*0.001","v":499.94999999997702},{"$f":"SUMIF('(4) One Year Data Calculation'!$AE$4:$AE$35043,$AA4,'(4) One Year Data Calculation'!$I$4:$I$35043)*0.001","v":0}]
["Car",null,null,null,null,null,null,null,null,null,null,null,null,null,null,null,null,null,null,null,null,null,null,null,null,"March",3,{"$f":"SUMIF('(4) One Year Data Calculation'!$AE$4:$AE$35043,$AA5,'(4) One Year Data Calculation'!$C$4:$C$35043)*0.001","v":283.79967542479613},{"$f":"SUMIF('(4) One Year Data Calculation'!$AE$4:$AE$35043,$AA5,'(4) One Year Data Calculation'!$E$4:$E$35043)*0.001","v":283.07671232876743},{"$f":"SUMIF('(4) One Year Data Calculation'!$AE$4:$AE$35043,$AA5,'(4) One Year Data Calculation'!$G$4:$G$35043)*0.001","v":433.28999999998427},{"$f":"SUMIF('(4) One Year Data Calculation'!$AE$4:$AE$35043,$AA5,'(4) One Year Data Calculation'!$I$4:$I$35043)*0.001","v":0}]
[null,null,null,null,null,null,null,null,null,null,null,null,null,null,null,null,null,null,null,null,null,null,null,null,null,"April",4,{"$f":"SUMIF('(4) One Year Data Calculation'!$AE$4:$AE$35043,$AA6,'(4) One Year Data Calculation'!$C$4:$C$35043)*0.001","v":272.71938316803289},{"$f":"SUMIF('(4) One Year Data Calculation'!$AE$4:$AE$35043,$AA6,'(4) One Year Data Calculation'!$E$4:$E$35043)*0.001","v":273.94520547945285},{"$f":"SUMIF('(4) One Year Data Calculation'!$AE$4:$AE$35043,$AA6,'(4) One Year Data Calculation'!$G$4:$G$35043)*0.001","v":266.639999999986},{"$f":"SUMIF('(4) One Year Data Calculation'!$AE$4:$AE$35043,$AA6,'(4) One Year Data Calculation'!$I$4:$I$35043)*0.001","v":0}]
[null,null,null,null,null,null,null,null,null,null,null,null,null,null,null,null,null,null,null,null,null,null,null,null,null,"May",5,{"$f":"SUMIF('(4) One Year Data Calculation'!$AE$4:$AE$35043,$AA7,'(4) One Year Data Calculation'!$C$4:$C$35043)*0.001","v":290.82055898047025},{"$f":"SUMIF('(4) One Year Data Calculation'!$AE$4:$AE$35043,$AA7,'(4) One Year Data Calculation'!$E$4:$E$35043)*0.001","v":283.07671232876743},{"$f":"SUMIF('(4) One Year Data Calculation'!$AE$4:$AE$35043,$AA7,'(4) One Year Data Calculation'!$G$4:$G$35043)*0.001","v":133.3199999999938},{"$f":"SUMIF('(4) One Year Data Calculation'!$AE$4:$AE$35043,$AA7,'(4) One Year Data Calculation'!$I$4:$I$35043)*0.001","v":0}]
["Heatpump",null,null,null,null,null,null,null,null,null,null,null,null,null,null,null,null,null,null,null,null,null,null,null,null,"June",6,{"$f":"SUMIF('(4) One Year Data Calculation'!$AE$4:$AE$35043,$AA8,'(4) One Year Data Calculation'!$C$4:$C$35043)*0.001","v":262.65907182523284},{"$f":"SUMIF('(4) One Year Data Calculation'!$AE$4:$AE$35043,$AA8,'(4) One Year Data Calculation'!$E$4:$E$35043)*0.001","v":273.94520547945285},{"$f":"SUMIF('(4) One Year Data Calculation'!$AE$4:$AE$35043,$AA8,'(4) One Year Data Calculation'!$G$4:$G$35043)*0.001","v":49.994999999998285},{"$f":"SUMIF('(4) One Year Data Calculation'!$AE$4:$AE$35043,$AA8,'(4) One Year Data Calculation'!$I$4:$I$35043)*0.001","v":0}]
[null,null,null,null,null,null,null,null,null,null,null,null,null,null,null,null,null,null,null,null,null,null,null,null,null,"July",7,{"$f":"SUMIF('(4) One Year Data Calculation'!$AE$4:$AE$35043,$AA9,'(4) One Year Data Calculation'!$C$4:$C$35043)*0.001","v":297.72406811929454},{"$f":"SUMIF('(4) One Year Data Calculation'!$AE$4:$AE$35043,$AA9,'(4) One Year Data Calculation'!$E$4:$E$35043)*0.001","v":283.07671232876743},{"$f":"SUMIF('(4) One Year Data Calculation'!$AE$4:$AE$35043,$AA9,'(4) One Year Data Calculation'!$G$4:$G$35043)*0.001","v":49.994999999998015},{"$f":"SUMIF('(4) One Year Data Calculation'!$AE$4:$AE$35043,$AA9,'(4) One Year Data Calculation'!$I$4:$I$35043)*0.001","v":0}]
[null,null,null,null,null,null,null,null,null,null,null,null,null,null,null,null,null,null,null,null,null,null,null,null,null,"August",8,{"$f":"SUMIF('(4) One Year Data Calculation'!$AE$4:$AE$35043,$AA10,'(4) One Year Data Calculation'!$C$4:$C$35043)*0.001","v":266.3413835092004},{"$f":"SUMIF('(4) One Year Data Calculation'!$AE$4:$AE$35043,$AA10,'(4) One Year Data Calculation'!$E$4:$E$35043)*0.001","v":283.07671232876743},{"$f":"SUMIF('(4) One Year Data Calculation'!$AE$4:$AE$35043,$AA10,'(4) One Year Data Calculation'!$G$4:$G$35043)*0.001","v":33.329999999998449},{"$f":"SUMIF('(4) One Year Data Calculation'!$AE$4:$AE$35043,$AA10,'(4) One Year Data Calculation'!$I$4:$I$35043)*0.001","v":0}]
["LOADX",null,null,null,null,null,null,null,null,null,null,null,null,null,null,null,null,null,null,null,null,null,null,null,null,"September",9,{"$f":"SUMIF('(4) One Year Data Calculation'!$AE$4:$AE$35043,$AA11,'(4) One Year Data Calculation'!$C$4:$C$35043)*0.001","v":291.25634277989798},{"$f":"SUMIF('(4) One Year Data Calculation'!$AE$4:$AE$35043,$AA11,'(4) One Year Data Calculation'!$E$4:$E$35043)*0.001","v":273.94520547945285},{"$f":"SUMIF('(4) One Year Data Calculation'!$AE$4:$AE$35043,$AA11,'(4) One Year Data Calculation'!$G$4:$G$35043)*0.001","v":99.98999999999657},{"$f":"SUMIF('(4) One Year Data Calculation'!$AE$4:$AE$35043,$AA11,'(4) One Year Data Calculation'!$I$4:$I$35043)*0.001","v":0}]
[null,null,null,null,null,null,null,null,null,null,null,null,null,null,null,null,null,null,null,null,null,null,null,null,null,"October",10,{"$f":"SUMIF('(4) One Year Data Calculation'!$AE$4:$AE$35043,$AA12,'(4) One Year Data Calculation'!$C$4:$C$35043)*0.001","v":267.95769047950949},{"$f":"SUMIF('(4) One Year Data Calculation'!$AE$4:$AE$35043,$AA12,'(4) One Year Data Calculation'!$E$4:$E$35043)*0.001","v":283.07671232876743},{"$f":"SUMIF('(4) One Year Data Calculation'!$AE$4:$AE$35043,$AA12,'(4) One Year Data Calculation'!$G$4:$G$35043)*0.001","v":266.63999999998759},{"$f":"SUMIF('(4) One Year Data Calculation'!$AE$4:$AE$35043,$AA12,'(4) One Year Data Calculation'!$I$4:$I$35043)*0.001","v":0}]
[null,null,null,null,null,null,null,null,null,null,null,null,null,null,null,null,null,null,null,null,null,null,null,null,null,"November",11,{"$f":"SUMIF('(4) One Year Data Calculation'!$AE$4:$AE$35043,$AA13,'(4) One Year Data Calculation'!$C$4:$C$35043)*0.001","v":283.10916375594257},{"$f":"SUMIF('(4) One Year Data Calculation'!$AE$4:$AE$35043,$AA13,'(4) One Year Data Calculation'!$E$4:$E$35043)*0.001","v":273.94520547945285},{"$f":"SUMIF('(4) One Year Data Calculation'!$AE$4:$AE$35043,$AA13,'(4) One Year Data Calculation'!$G$4:$G$35043)*0.001","v":399.95999999998628},{"$f":"SUMIF('(4) One Year Data Calculation'!$AE$4:$AE$35043,$AA13,'(4) One Year Data Calculation'!$I$4:$I$35043)*0.001","v":0}]
["All",null,null,null,null,null,null,null,null,null,null,null,null,null,null,null,null,null,null,null,null,null,null,null,null,"December",12,{"$f":"SUMIF('(4) One Year Data Calculation'!$AE$4:$AE$35043,$AA14,'(4) One Year Data Calculation'!$C$4:$C$35043)*0.001","v":281.37066603696974},{"$f":"SUMIF('(4) One Year Data Calculation'!$AE$4:$AE$35043,$AA14,'(4) One Year Data Calculation'!$E$4:$E$35043)*0.001","v":283.07671232876743},{"$f":"SUMIF('(4) One Year Data Calculation'!$AE$4:$AE$35043,$AA14,'(4) One Year Data Calculation'!$G$4:$G$35043)*0.001","v":533.27999999997519},{"$f":"SUMIF('(4) One Year Data Calculation'!$AE$4:$AE$35043,$AA14,'(4) One Year Data Calculation'!$I$4:$I$35043)*0.001","v":0}]
[null,null,null,null,null,null,null,null,null,null,null,null,null,null,null,null,null,null,null,null,null,null,null,null,null,null,null,{"$f":"SUM(AB3:AB14)","v":3334.0403140245858},{"$f":"SUM(AC3:AC14)","v":3333.0000000000064},3332.9999999998413,0]
[]
[]
[]
["PV",null,null,null,null,null,null,null,null,null,null,null,null,null,null,null,null,null,null,null,null,null,null,null,null,null,"Month","Gen_PV","Gen_Wind","Gen_CHP","Gen_Genx"]
[null,null,null,null,null,null,null,null,null,null,null,null,null,null,null,null,null,null,null,null,null,null,null,null,null,"January",1,{"$f":"SUMIF('(4) One Year Data Calculation'!$AE$4:$AE$35043,$AA3,'(4) One Year Data Calculation'!$K$4:$K$35043)*0.001","v":505.87053829390914},{"$f":"SUMIF('(4) One Year Data Calculation'!$AE$4:$AE$35043,$AA3,'(4) One Year Data Calculation'!$M$4:$M$35043)*0.001","v":0},{"$f":"SUMIF('(4) One Year Data Calculation'!$AE$4:$AE$35043,$AA3,'(4) One Year Data Calculation'!$O$4:$O$35043)*0.001","v":0},{"$f":"SUMIF('(4) One Year Data Calculation'!$AE$4:$AE$35043,$AA3,'(4) One Year Data Calculation'!$Q$4:$Q$35043)*0.001","v":0}]
[null,null,null,null,null,null,null,null,null,null,null,null,null,null,null,null,null,null,null,null,null,null,null,null,null,"February",2,{"$f":"SUMIF('(4) One Year Data Calculation'!$AE$4:$AE$35043,$AA4,'(4) One Year Data Calculation'!$K$4:$K$35043)*0.001","v":866.92773306781294},{"$f":"SUMIF('(4) One Year Data Calculation'!$AE$4:$AE$35043,$AA4,'(4) One Year Data Calculation'!$M$4:$M$35043)*0.001","v":0},{"$f":"SUMIF('(4) One Year Data Calculation'!$AE$4:$AE$35043,$AA4,'(4) One Year Data Calculation'!$O$4:$O$35043)*0.001","v":0},{"$f":"SUMIF('(4) One Year Data Calculation'!$AE$4:$AE$35043,$AA4,'(4) One Year Data Calculation'!$Q$4:$Q$35043)*0.001","v":0}]
["Wind",null,null,null,null,null,null,null,null,null,null,null,null,null,null,null,null,null,null,null,null,null,null,null,null,"March",3,{"$f":"SUMIF('(4) One Year Data Calculation'!$AE$4:$AE$35043,$AA5,'(4) One Year Data Calculation'!$K$4:$K$35043)*0.001","v":1756.0619835887485},{"$f":"SUMIF('(4) One Year Data Calculation'!$AE$4:$AE$35043,$AA5,'(4) One Year Data Calculation'!$M$4:$M$35043)*0.001","v":0},{"$f":"SUMIF('(4) One Year Data Calculation'!$AE$4:$AE$35043,$AA5,'(4) One Year Data Calculation'!$O$4:$O$35043)*0.001","v":0},{"$f":"SUMIF('(4) One Year Data Calculation'!$AE$4:$AE$35043,$AA5,'(4) One Year Data Calculation'!$Q$4:$Q$35043)*0.001","v":0}]
[null,null,null,null,null,null,null,null,null,null,null,null,null,null,null,null,null,null,null,null,null,null,null,null,null,"April",4,{"$f":"SUMIF('(4) One Year Data Calculation'!$AE$4:$AE$35043,$AA6,'(4) One Year Data Calculation'!$K$4:$K$35043)*0.001","v":2245.4931041681825},{"$f":"SUMIF('(4) One Year Data Calculation'!$AE$4:$AE$35043,$AA6,'(4) One Year Data Calculation'!$M$4:$M$35043)*0.001","v":0},{"$f":"SUMIF('(4) One Year Data Calculation'!$AE$4:$AE$35043,$AA6,'(4) One Year Data Calculation'!$O$4:$O$35043)*0.001","v":0},{"$f":"SUMIF('(4) One Year Data Calculation'!$AE$4:$AE$35043,$AA6,'(4) One Year Data Calculation'!$Q$4:$Q$35043)*0.001","v":0}]
[null,null,null,null,null,null,null,null,null,null,null,null,null,null,null,null,null,null,null,null,null,null,null,null,null,"May",5,{"$f":"SUMIF('(4) One Year Data Calculation'!$AE$4:$AE$35043,$AA7,'(4) One Year Data Calculation'!$K$4:$K$35043)*0.001","v":1798.7135125455734},{"$f":"SUMIF('(4) One Year Data Calculation'!$AE$4:$AE$35043,$AA7,'(4) One Year Data Calculation'!$M$4:$M$35043)*0.001","v":0},{"$f":"SUMIF('(4) One Year Data Calculation'!$AE$4:$AE$35043,$AA7,'(4) One Year Data Calculation'!$O$4:$O$35043)*0.001","v":0},{"$f":"SUMIF('(4) One Year Data Calculation'!$AE$4:$AE$35043,$AA7,'(4) One Year Data Calculation'!$Q$4:$Q$35043)*0.001","v":0}]
["Combined ",null,null,null,null,null,null,null,null,null,null,null,null,null,null,null,null,null,null,null,null,null,null,null,null,"June",6,{"$f":"SUMIF('(4) One Year Data Calculation'!$AE$4:$AE$35043,$AA8,'(4) One Year Data Calculation'!$K$4:$K$35043)*0.001","v":2198.6969616514357},{"$f":"SUMIF('(4) One Year Data Calculation'!$AE$4:$AE$35043,$AA8,'(4) One Year Data Calculation'!$M$4:$M$35043)*0.001","v":0},{"$f":"SUMIF('(4) One Year Data Calculation'!$AE$4:$AE$35043,$AA8,'(4) One Year Data Calculation'!$O$4:$O$35043)*0.001","v":0},{"$f":"SUMIF('(4) One Year Data Calculation'!$AE$4:$AE$35043,$AA8,'(4) One Year Data Calculation'!$Q$4:$Q$35043)*0.001","v":0}]
["Heat/Power",null,null,null,null,null,null,null,null,null,null,null,null,null,null,null,null,null,null,null,null,null,null,null,null,"July",7,{"$f":"SUMIF('(4) One Year Data Calculation'!$AE$4:$AE$35043,$AA9,'(4) One Year Data Calculation'!$K$4:$K$35043)*0.001","v":2715.4386050551589},{"$f":"SUMIF('(4) One Year Data Calculation'!$AE$4:$AE$35043,$AA9,'(4) One Year Data Calculation'!$M$4:$M$35043)*0.001","v":0},{"$f":"SUMIF('(4) One Year Data Calculation'!$AE$4:$AE$35043,$AA9,'(4) One Year Data Calculation'!$O$4:$O$35043)*0.001","v":0},{"$f":"SUMIF('(4) One Year Data Calculation'!$AE$4:$AE$35043,$AA9,'(4) One Year Data Calculation'!$Q$4:$Q$35043)*0.001","v":0}]
[null,null,null,null,null,null,null,null,null,null,null,null,null,null,null,null,null,null,null,null,null,null,null,null,null,"August",8,{"$f":"SUMIF('(4) One Year Data Calculation'!$AE$4:$AE$35043,$AA10,'(4) One Year Data Calculation'!$K$4:$K$35043)*0.001","v":2115.50992742158},{"$f":"SUMIF('(4) One Year Data Calculation'!$AE$4:$AE$35043,$AA10,'(4) One Year Data Calculation'!$M$4:$M$35043)*0.001","v":0},{"$f":"SUMIF('(4) One Year Data Calculation'!$AE$4:$AE$35043,$AA10,'(4) One Year Data Calculation'!$O$4:$O$35043)*0.001","v":0},{"$f":"SUMIF('(4) One Year Data Calculation'!$AE$4:$AE$35043,$AA10,'(4) One Year Data Calculation'!$Q$4:$Q$35043)*0.001","v":0}]
[null,null,null,null,null,null,null,null,null,null,null,null,null,null,null,null,null,null,null,null,null,null,null,null,null,"September",9,{"$f":"SUMIF('(4) One Year Data Calculation'!$AE$4:$AE$35043,$AA11,'(4) One Year Data Calculation'!$K$4:$K$35043)*0.001","v":1743.3192501573785},{"$f":"SUMIF('(4) One Year Data Calculation'!$AE$4:$AE$35043,$AA11,'(4) One Year Data Calculation'!$M$4:$M$35043)*0.001","v":0},{"$f":"SUMIF('(4) One Year Data Calculation'!$AE$4:$AE$35043,$AA11,'(4) One Year Data Calculation'!$O$4:$O$35043)*0.001","v":0},{"$f":"SUMIF('(4) One Year Data Calculation'!$AE$4:$AE$35043,$AA11,'(4) One Year Data Calculation'!$Q$4:$Q$35043)*0.001","v":0}]
["Genx",null,null,null,null,null,null,null,null,null,null,null,null,null,null,null,null,null,null,null,null,null,null,null,null,"October",10,{"$f":"SUMIF('(4) One Year Data Calculation'!$AE$4:$AE$35043,$AA12,'(4) One Year Data Calculation'!$K$4:$K$35043)*0.001","v":1100.8423459563612},{"$f":"SUMIF('(4) One Year Data Calculation'!$AE$4:$AE$35043,$AA12,'(4) One Year Data Calculation'!$M$4:$M$35043)*0.001","v":0},{"$f":"SUMIF('(4) One Year Data Calculation'!$AE$4:$AE$35043,$AA12,'(4) One Year Data Calculation'!$O$4:$O$35043)*0.001","v":0},{"$f":"SUMIF('(4) One Year Data Calculation'!$AE$4:$AE$35043,$AA12,'(4) One Year Data Calculation'!$Q$4:$Q$35043)*0.001","v":0}]
[null,null,null,null,null,null,null,null,null,null,null,null,null,null,null,null,null,null,null,null,null,null,null,null,null,"November",11,{"$f":"SUMIF('(4) One Year Data Calculation'!$AE$4:$AE$35043,$AA13,'(4) One Year Data Calculation'!$K$4:$K$35043)*0.001","v":643.54594107967455},{"$f":"SUMIF('(4) One Year Data Calculation'!$AE$4:$AE$35043,$AA13,'(4) One Year Data Calculation'!$M$4:$M$35043)*0.001","v":0},{"$f":"SUMIF('(4) One Year Data Calculation'!$AE$4:$AE$35043,$AA13,'(4) One Year Data Calculation'!$O$4:$O$35043)*0.001","v":0},{"$f":"SUMIF('(4) One Year Data Calculation'!$AE$4:$AE$35043,$AA13,'(4) One Year Data Calculation'!$Q$4:$Q$35043)*0.001","v":0}]
[null,null,null,null,null,null,null,null,null,null,null,null,null,null,null,null,null,null,null,null,null,null,null,null,null,"December",12,{"$f":"SUMIF('(4) One Year Data Calculation'!$AE$4:$AE$35043,$AA14,'(4) One Year Data Calculation'!$K$4:$K$35043)*0.001","v":487.92604525026115},{"$f":"SUMIF('(4) One Year Data Calculation'!$AE$4:$AE$35043,$AA14,'(4) One Year Data Calculation'!$M$4:$M$35043)*0.001","v":0},{"$f":"SUMIF('(4) One Year Data Calculation'!$AE$4:$AE$35043,$AA14,'(4) One Year Data Calculation'!$O$4:$O$35043)*0.001","v":0},{"$f":"SUMIF('(4) One Year Data Calculation'!$AE$4:$AE$35043,$AA14,'(4) One Year Data Calculation'!$Q$4:$Q$35043)*0.001","v":0}]
["All"]
[]
[]
[]
[null,null,null,null,null,null,null,null,null,null,null,null,null,null,null,null,null,null,null,null,null,null,null,null,null,null,null,null,null,null," Battery In","Soc"]
[null,null,null,null,null,null,null,null,null,null,null,null,null,null,null,null,null,null,null,null,null,null,null,null,null,null,null,null,null,null,{"$f":"SUMIF('(4) One Year Data Calculation'!$AE$4:$AE$35043,$AA3,'(4) One Year Data Calculation'!$X$4:$X$35043)*0.001","v":416.21699897851278},{"$f":"SUMIF('(4) One Year Data Calculation'!$AE$4:$AE$35043,$AA3,'(4) One Year Data Calculation'!$AC$4:$AC$35043)/24/4/AG37","v":0.15452354571809845},31]
[null,null,null,null,null,null,null,null,null,null,null,null,null,null,null,null,null,null,null,null,null,null,null,null,null,null,null,null,null,null,{"$f":"SUMIF('(4) One Year Data Calculation'!$AE$4:$AE$35043,$AA4,'(4) One Year Data Calculation'!$X$4:$X$35043)*0.001","v":667.88858568314856},{"$f":"SUMIF('(4) One Year Data Calculation'!$AE$4:$AE$35043,$AA4,'(4) One Year Data Calculation'!$AC$4:$AC$35043)/24/4/AG38","v":0.38279754053811255},28]
[null,null,null,null,null,null,null,null,null,null,null,null,null,null,null,null,null,null,null,null,null,null,null,null,null,null,null,null,null,null,{"$f":"SUMIF('(4) One Year Data Calculation'!$AE$4:$AE$35043,$AA5,'(4) One Year Data Calculation'!$X$4:$X$35043)*0.001","v":915.69586362916357},{"$f":"SUMIF('(4) One Year Data Calculation'!$AE$4:$AE$35043,$AA5,'(4) One Year Data Calculation'!$AC$4:$AC$35043)/24/4/AG39","v":0.71730089215061943},31]
[null,null,null,null,null,null,null,null,null,null,null,null,null,null,null,null,null,null,null,null,null,null,null,null,null,null,null,null,null,null,{"$f":"SUMIF('(4) One Year Data Calculation'!$AE$4:$AE$35043,$AA6,'(4) One Year Data Calculation'!$X$4:$X$35043)*0.001","v":682.80509070537653},{"$f":"SUMIF('(4) One Year Data Calculation'!$AE$4:$AE$35043,$AA6,'(4) One Year Data Calculation'!$AC$4:$AC$35043)/24/4/AG40","v":0.80939294218897728},30]
[null,null,null,null,null,null,null,null,null,null,null,null,null,null,null,null,null,null,null,null,null,null,null,null,null,null,null,null,null,null,{"$f":"SUMIF('(4) One Year Data Calculation'!$AE$4:$AE$35043,$AA7,'(4) One Year Data Calculation'!$X$4:$X$35043)*0.001","v":560.42487443003824},{"$f":"SUMIF('(4) One Year Data Calculation'!$AE$4:$AE$35043,$AA7,'(4) One Year Data Calculation'!$AC$4:$AC$35043)/24/4/AG41","v":0.83479039831503277},31]
[null,null,null,null,null,null,null,null,null,null,null,null,null,null,null,null,null,null,null,null,null,null,null,null,null,null,null,null,null,null,{"$f":"SUMIF('(4) One Year Data Calculation'!$AE$4:$AE$35043,$AA8,'(4) One Year Data Calculation'!$X$4:$X$35043)*0.001","v":437.48086253026048},{"$f":"SUMIF('(4) One Year Data Calculation'!$AE$4:$AE$35043,$AA8,'(4) One Year Data Calculation'!$AC$4:$AC$35043)/24/4/AG42","v":0.86458919883194441},30]
[null,null,null,null,null,null,null,null,null,null,null,null,null,null,null,null,null,null,null,null,null,null,null,null,null,null,null,null,null,null,{"$f":"SUMIF('(4) One Year Data Calculation'!$AE$4:$AE$35043,$AA9,'(4) One Year Data Calculation'!$X$4:$X$35043)*0.001","v":455.8068284160201},{"$f":"SUMIF('(4) One Year Data Calculation'!$AE$4:$AE$35043,$AA9,'(4) One Year Data Calculation'!$AC$4:$AC$35043)/24/4/AG43","v":0.89829921619440334},31]
[null,null,null,null,null,null,null,null,null,null,null,null,null,null,null,null,null,null,null,null,null,null,null,null,null,null,null,null,null,null,{"$f":"SUMIF('(4) One Year Data Calculation'!$AE$4:$AE$35043,$AA10,'(4) One Year Data Calculation'!$X$4:$X$35043)*0.001","v":446.29389152425711},{"$f":"SUMIF('(4) One Year Data Calculation'!$AE$4:$AE$35043,$AA10,'(4) One Year Data Calculation'!$AC$4:$AC$35043)/24/4/AG44","v":0.88607164417351958},31]
[null,null,null,null,null,null,null,null,null,null,null,null,null,null,null,null,null,null,null,null,null,null,null,null,null,null,null,null,null,null,{"$f":"SUMIF('(4) One Year Data Calculation'!$AE$4:$AE$35043,$AA11,'(4) One Year Data Calculation'!$X$4:$X$35043)*0.001","v":535.29634626691643},{"$f":"SUMIF('(4) One Year Data Calculation'!$AE$4:$AE$35043,$AA11,'(4) One Year Data Calculation'!$AC$4:$AC$35043)/24/4/AG45","v":0.84701477447466123},30]
[null,null,null,null,null,null,null,null,null,null,null,null,null,null,null,null,null,null,null,null,null,null,null,null,null,null,null,null,null,null,{"$f":"SUMIF('(4) One Year Data Calculation'!$AE$4:$AE$35043,$AA12,'(4) One Year Data Calculation'!$X$4:$X$35043)*0.001","v":658.30473856144511},{"$f":"SUMIF('(4) One Year Data Calculation'!$AE$4:$AE$35043,$AA12,'(4) One Year Data Calculation'!$AC$4:$AC$35043)/24/4/AG46","v":0.59223197766831925},31]
[null,null,null,null,null,null,null,null,null,null,null,null,null,null,null,null,null,null,null,null,null,null,null,null,null,null,null,null,null,null,{"$f":"SUMIF('(4) One Year Data Calculation'!$AE$4:$AE$35043,$AA13,'(4) One Year Data Calculation'!$X$4:$X$35043)*0.001","v":544.11696103346208},{"$f":"SUMIF('(4) One Year Data Calculation'!$AE$4:$AE$35043,$AA13,'(4) One Year Data Calculation'!$AC$4:$AC$35043)/24/4/AG47","v":0.28187319927402116},30]
[null,null,null,null,null,null,null,null,null,null,null,null,null,null,null,null,null,null,null,null,null,null,null,null,null,null,null,null,null,null,{"$f":"SUMIF('(4) One Year Data Calculation'!$AE$4:$AE$35043,$AA14,'(4) One Year Data Calculation'!$X$4:$X$35043)*0.001","v":392.33313723682102},{"$f":"SUMIF('(4) One Year Data Calculation'!$AE$4:$AE$35043,$AA14,'(4) One Year Data Calculation'!$AC$4:$AC$35043)/24/4/AG48","v":0.15505730685187988},31]
[]
[]
[]
[]
["Load_total"]
[]
[null,null,null,null,null,null,null,null,null,null,null,null,null,null,null,null,null,null,null,null,null,null,null,null,null,null,"Month","Load","Generation","Load-Generation","Factor between Load and Generation"]
["Gen_total",null,null,null,null,null,null,null,null,null,null,null,null,null,null,null,null,null,null,null,null,null,null,null,null,"January",1,{"$f":"SUMIF('(4) One Year Data Calculation'!$AE$4:$AE$35043,$AA71,'(4) One Year Data Calculation'!R4:R35043)*0.001","v":1134.3222794088269},{"$f":"SUMIF('(4) One Year Data Calculation'!$AE$4:$AE$35043,$AA71,'(4) One Year Data Calculation'!S4:S35043)*0.001","v":505.87053829390914},{"$f":"AB56-AC56","v":628.45174111491781},{"$f":"AB56/AC56","v":2.2423173392038684}]
[null,null,null,null,null,null,null,null,null,null,null,null,null,null,null,null,null,null,null,null,null,null,null,null,null,"February",2,{"$f":"SUMIF('(4) One Year Data Calculation'!$AE$4:$AE$35043,$AA72,'(4) One Year Data Calculation'!R5:R35044)*0.001","v":1007.2721561800464},{"$f":"SUMIF('(4) One Year Data Calculation'!$AE$4:$AE$35043,$AA72,'(4) One Year Data Calculation'!S5:S35044)*0.001","v":866.92773306781294},140.34442311223347,{"$f":"AB57/AC57","v":1.1618871074934864}]
[null,null,null,null,null,null,null,null,null,null,null,null,null,null,null,null,null,null,null,null,null,null,null,null,null,"March",3,{"$f":"SUMIF('(4) One Year Data Calculation'!$AE$4:$AE$35043,$AA73,'(4) One Year Data Calculation'!R6:R35045)*0.001","v":999.97342878273275},{"$f":"SUMIF('(4) One Year Data Calculation'!$AE$4:$AE$35043,$AA73,'(4) One Year Data Calculation'!S6:S35045)*0.001","v":1756.0619835887485},-756.08855480601574,0.56944085011119749]
["Load",null,null,null,null,null,null,null,null,null,null,null,null,null,null,null,null,null,null,null,null,null,null,null,null,"April",4,{"$f":"SUMIF('(4) One Year Data Calculation'!$AE$4:$AE$35043,$AA74,'(4) One Year Data Calculation'!R7:R35046)*0.001","v":812.99847761095532},{"$f":"SUMIF('(4) One Year Data Calculation'!$AE$4:$AE$35043,$AA74,'(4) One Year Data Calculation'!S7:S35046)*0.001","v":2245.4931041681825},-1432.4946265572271,0.36205788212033785]
["-",null,null,null,null,null,null,null,null,null,null,null,null,null,null,null,null,null,null,null,null,null,null,null,null,"May",5,{"$f":"SUMIF('(4) One Year Data Calculation'!$AE$4:$AE$35043,$AA75,'(4) One Year Data Calculation'!R8:R35047)*0.001","v":706.90459256432268},{"$f":"SUMIF('(4) One Year Data Calculation'!$AE$4:$AE$35043,$AA75,'(4) One Year Data Calculation'!S8:S35047)*0.001","v":1798.7135125455734},-1091.8089199812507,0.39300566078691318]
["Generation",null,null,null,null,null,null,null,null,null,null,null,null,null,null,null,null,null,null,null,null,null,null,null,null,"June",6,{"$f":"SUMIF('(4) One Year Data Calculation'!$AE$4:$AE$35043,$AA76,'(4) One Year Data Calculation'!R9:R35048)*0.001","v":586.4797216237946},{"$f":"SUMIF('(4) One Year Data Calculation'!$AE$4:$AE$35043,$AA76,'(4) One Year Data Calculation'!S9:S35048)*0.001","v":2198.6969616514357},-1612.2172400276411,0.2667396789338769]
[null,null,null,null,null,null,null,null,null,null,null,null,null,null,null,null,null,null,null,null,null,null,null,null,null,"July",7,{"$f":"SUMIF('(4) One Year Data Calculation'!$AE$4:$AE$35043,$AA77,'(4) One Year Data Calculation'!R10:R35049)*0.001","v":630.78635335628042},{"$f":"SUMIF('(4) One Year Data Calculation'!$AE$4:$AE$35043,$AA77,'(4) One Year Data Calculation'!S10:S35049)*0.001","v":2715.4386050551589},-2084.6522516988784,0.23229630461244297]
[null,null,null,null,null,null,null,null,null,null,null,null,null,null,null,null,null,null,null,null,null,null,null,null,null,"August",8,{"$f":"SUMIF('(4) One Year Data Calculation'!$AE$4:$AE$35043,$AA78,'(4) One Year Data Calculation'!R11:R35050)*0.001","v":583.34573431124102},{"$f":"SUMIF('(4) One Year Data Calculation'!$AE$4:$AE$35043,$AA78,'(4) One Year Data Calculation'!S11:S35050)*0.001","v":2115.50992742158},-1532.1641931103391,0.27574710321602358]
[null,null,null,null,null,null,null,null,null,null,null,null,null,null,null,null,null,null,null,null,null,null,null,null,null,"September",9,{"$f":"SUMIF('(4) One Year Data Calculation'!$AE$4:$AE$35043,$AA79,'(4) One Year Data Calculation'!R12:R35051)*0.001","v":666.53066557277396},{"$f":"SUMIF('(4) One Year Data Calculation'!$AE$4:$AE$35043,$AA79,'(4) One Year Data Calculation'!S12:S35051)*0.001","v":1743.3192501573785},-1076.7885845846045,0.38233425433270629]
[null,null,null,null,null,null,null,null,null,null,null,null,null,null,null,null,null,null,null,null,null,null,null,null,null,"October",10,{"$f":"SUMIF('(4) One Year Data Calculation'!$AE$4:$AE$35043,$AA80,'(4) One Year Data Calculation'!R13:R35052)*0.001","v":819.30803107649785},{"$f":"SUMIF('(4) One Year Data Calculation'!$AE$4:$AE$35043,$AA80,'(4) One Year Data Calculation'!S13:S35052)*0.001","v":1100.8423459563612},-281.53431487986336,0.74425555492664186]
[null,null,null,null,null,null,null,null,null,null,null,null,null,null,null,null,null,null,null,null,null,null,null,null,null,"November",11,{"$f":"SUMIF('(4) One Year Data Calculation'!$AE$4:$AE$35043,$AA81,'(4) One Year Data Calculation'!R14:R35053)*0.001","v":958.39662528293763},{"$f":"SUMIF('(4) One Year Data Calculation'!$AE$4:$AE$35043,$AA81,'(4) One Year Data Calculation'!S14:S35053)*0.001","v":643.54594107967455},314.85068420326309,1.489243524207517]
[null,null,null,null,null,null,null,null,null,null,null,null,null,null,null,null,null,null,null,null,null,null,null,null,null,"December",12,{"$f":"SUMIF('(4) One Year Data Calculation'!$AE$4:$AE$35043,$AA82,'(4) One Year Data Calculation'!R15:R35054)*0.001","v":1086.1419260316129},{"$f":"SUMIF('(4) One Year Data Calculation'!$AE$4:$AE$35043,$AA82,'(4) One Year Data Calculation'!S15:S35054)*0.001","v":487.92604525026115},598.21588078135176,2.2260380166312337]
[]
[]
["Battery",null,null,null,null,null,null,null,null,null,null,null,null,null,null,null,null,null,null,null,null,null,null,null,null,null,"Month","Energy from ESC","Feed into Grid","Battery Input"]
["Load",null,null,null,null,null,null,null,null,null,null,null,null,null,null,null,null,null,null,null,null,null,null,null,null,"January",1,{"$f":"SUMIF('(4) One Year Data Calculation'!$AE$4:$AE$35043,$AA71,'(4) One Year Data Calculation'!$Z$4:$Z$35043)*0.001","v":676.79951917045207},{"$f":"SUMIF('(4) One Year Data Calculation'!$AE$4:$AE$35043,$AA71,'(4) One Year Data Calculation'!AB4:AB35043)*0.001","v":0},{"$f":"SUMIF('(4) One Year Data Calculation'!$AE$4:$AE$35043,$AA71,'(4) One Year Data Calculation'!X4:X35043)*0.001","v":416.21699897851278}]
[null,null,null,null,null,null,null,null,null,null,null,null,null,null,null,null,null,null,null,null,null,null,null,null,null,"February",2,{"$f":"SUMIF('(4) One Year Data Calculation'!$AE$4:$AE$35043,$AA72,'(4) One Year Data Calculation'!$Z$4:$Z$35043)*0.001","v":251.0877224726454},{"$f":"SUMIF('(4) One Year Data Calculation'!$AE$4:$AE$35043,$AA72,'(4) One Year Data Calculation'!AB5:AB35044)*0.001","v":98.468403250757135},{"$f":"SUMIF('(4) One Year Data Calculation'!$AE$4:$AE$35043,$AA72,'(4) One Year Data Calculation'!X5:X35044)*0.001","v":667.88858568314856}]
[null,null,null,null,null,null,null,null,null,null,null,null,null,null,null,null,null,null,null,null,null,null,null,null,null,"March",3,{"$f":"SUMIF('(4) One Year Data Calculation'!$AE$4:$AE$35043,$AA73,'(4) One Year Data Calculation'!$Z$4:$Z$35043)*0.001","v":9.5640048808023685},{"$f":"SUMIF('(4) One Year Data Calculation'!$AE$4:$AE$35043,$AA73,'(4) One Year Data Calculation'!AB6:AB35045)*0.001","v":709.24170069476065},{"$f":"SUMIF('(4) One Year Data Calculation'!$AE$4:$AE$35043,$AA73,'(4) One Year Data Calculation'!X6:X35045)*0.001","v":915.69586362916357}]
["Battery",null,null,null,null,null,null,null,null,null,null,null,null,null,null,null,null,null,null,null,null,null,null,null,null,"April",4,{"$f":"SUMIF('(4) One Year Data Calculation'!$AE$4:$AE$35043,$AA74,'(4) One Year Data Calculation'!$Z$4:$Z$35043)*0.001","v":0},{"$f":"SUMIF('(4) One Year Data Calculation'!$AE$4:$AE$35043,$AA74,'(4) One Year Data Calculation'!AB7:AB35046)*0.001","v":1405.581936121531},{"$f":"SUMIF('(4) One Year Data Calculation'!$AE$4:$AE$35043,$AA74,'(4) One Year Data Calculation'!X7:X35046)*0.001","v":682.80509070537653}]
["inclusive eff",null,null,null,null,null,null,null,null,null,null,null,null,null,null,null,null,null,null,null,null,null,null,null,null,"May",5,{"$f":"SUMIF('(4) One Year Data Calculation'!$AE$4:$AE$35043,$AA75,'(4) One Year Data Calculation'!$Z$4:$Z$35043)*0.001","v":0},{"$f":"SUMIF('(4) One Year Data Calculation'!$AE$4:$AE$35043,$AA75,'(4) One Year Data Calculation'!AB8:AB35047)*0.001","v":1069.9643302095762},{"$f":"SUMIF('(4) One Year Data Calculation'!$AE$4:$AE$35043,$AA75,'(4) One Year Data Calculation'!X8:X35047)*0.001","v":560.42487443003824}]
[null,null,null,null,null,null,null,null,null,null,null,null,null,null,null,null,null,null,null,null,null,null,null,null,null,"June",6,{"$f":"SUMIF('(4) One Year Data Calculation'!$AE$4:$AE$35043,$AA76,'(4) One Year Data Calculation'!$Z$4:$Z$35043)*0.001","v":0},{"$f":"SUMIF('(4) One Year Data Calculation'!$AE$4:$AE$35043,$AA76,'(4) One Year Data Calculation'!AB9:AB35048)*0.001","v":1593.3049575203183},{"$f":"SUMIF('(4) One Year Data Calculation'!$AE$4:$AE$35043,$AA76,'(4) One Year Data Calculation'!X9:X35048)*0.001","v":437.48086253026048}]
[null,null,null,null,null,null,null,null,null,null,null,null,null,null,null,null,null,null,null,null,null,null,null,null,null,"July",7,{"$f":"SUMIF('(4) One Year Data Calculation'!$AE$4:$AE$35043,$AA77,'(4) One Year Data Calculation'!$Z$4:$Z$35043)*0.001","v":0},{"$f":"SUMIF('(4) One Year Data Calculation'!$AE$4:$AE$35043,$AA77,'(4) One Year Data Calculation'!AB10:AB35049)*0.001","v":2066.2892596782735},{"$f":"SUMIF('(4) One Year Data Calculation'!$AE$4:$AE$35043,$AA77,'(4) One Year Data Calculation'!X10:X35049)*0.001","v":455.8068284160201}]
["Battery In",null,null,null,null,null,null,null,null,null,null,null,null,null,null,null,null,null,null,null,null,null,null,null,null,"August",8,{"$f":"SUMIF('(4) One Year Data Calculation'!$AE$4:$AE$35043,$AA78,'(4) One Year Data Calculation'!$Z$4:$Z$35043)*0.001","v":0},{"$f":"SUMIF('(4) One Year Data Calculation'!$AE$4:$AE$35043,$AA78,'(4) One Year Data Calculation'!AB11:AB35050)*0.001","v":1517.9099566196016},{"$f":"SUMIF('(4) One Year Data Calculation'!$AE$4:$AE$35043,$AA78,'(4) One Year Data Calculation'!X11:X35050)*0.001","v":446.29389152425711}]
[null,null,null,null,null,null,null,null,null,null,null,null,null,null,null,null,null,null,null,null,null,null,null,null,null,"September",9,{"$f":"SUMIF('(4) One Year Data Calculation'!$AE$4:$AE$35043,$AA79,'(4) One Year Data Calculation'!$Z$4:$Z$35043)*0.001","v":0},{"$f":"SUMIF('(4) One Year Data Calculation'!$AE$4:$AE$35043,$AA79,'(4) One Year Data Calculation'!AB12:AB35051)*0.001","v":1057.3656613413166},{"$f":"SUMIF('(4) One Year Data Calculation'!$AE$4:$AE$35043,$AA79,'(4) One Year Data Calculation'!X12:X35051)*0.001","v":535.29634626691643}]
[null,null,null,null,null,null,null,null,null,null,null,null,null,null,null,null,null,null,null,null,null,null,null,null,null,"October",10,{"$f":"SUMIF('(4) One Year Data Calculation'!$AE$4:$AE$35043,$AA80,'(4) One Year Data Calculation'!$Z$4:$Z$35043)*0.001","v":71.572186850138991},{"$f":"SUMIF('(4) One Year Data Calculation'!$AE$4:$AE$35043,$AA80,'(4) One Year Data Calculation'!AB13:AB35052)*0.001","v":331.65324236733551},{"$f":"SUMIF('(4) One Year Data Calculation'!$AE$4:$AE$35043,$AA80,'(4) One Year Data Calculation'!X13:X35052)*0.001","v":658.30473856144511}]
[null,null,null,null,null,null,null,null,null,null,null,null,null,null,null,null,null,null,null,null,null,null,null,null,null,"November",11,{"$f":"SUMIF('(4) One Year Data Calculation'!$AE$4:$AE$35043,$AA81,'(4) One Year Data Calculation'!$Z$4:$Z$35043)*0.001","v":339.62241966265407},{"$f":"SUMIF('(4) One Year Data Calculation'!$AE$4:$AE$35043,$AA81,'(4) One Year Data Calculation'!AB14:AB35053)*0.001","v":7.0470324610332487},{"$f":"SUMIF('(4) One Year Data Calculation'!$AE$4:$AE$35043,$AA81,'(4) One Year Data Calculation'!X14:X35053)*0.001","v":544.11696103346208}]
[null,null,null,null,null,null,null,null,null,null,null,null,null,null,null,null,null,null,null,null,null,null,null,null,null,"December",12,{"$f":"SUMIF('(4) One Year Data Calculation'!$AE$4:$AE$35043,$AA82,'(4) One Year Data Calculation'!$Z$4:$Z$35043)*0.001","v":595.64638047978121},{"$f":"SUMIF('(4) One Year Data Calculation'!$AE$4:$AE$35043,$AA82,'(4) One Year Data Calculation'!AB15:AB35054)*0.001","v":0},{"$f":"SUMIF('(4) One Year Data Calculation'!$AE$4:$AE$35043,$AA82,'(4) One Year Data Calculation'!X15:X35054)*0.001","v":392.33313723682102}]

{"sheet":"(3) Parameter Settings","index":2,"n_rows":33,"n_cols":14,"rows_kept":33,"cut":false,"hidden":false,"merged":[[1,8,1,10],[18,8,18,10]]}
[]
[null,"Generators",null,null,"DATA",null,null,null,"Cost and Subsidies ",null,null,null,"Abbreviations"]
[null,"PV",{"$f":"gen_pv","v":20},"kWp","70% cut of control installed?",false,"Unit",null,"PV exclusive Tax",{"$f":"cost_pv","v":2200}," €/ kWp",null,0,"initial"]
[null,null,null,null,"Hours (specific Yield)",1000,"kWh/kWp",null,"grid in < 30 kWp",0.24429999999999999," €/kWh",null,"a","year"]
[null,null,null,null,"Berlin 942 München 1050",null,null,null,"SC < 30%",8.0500000000000002E-2," €/kWh",null,"E","Energy"]
[null,null,null,null,"PV to Inverter Ratio",2,null,null,"SC > 30%",0.12429999999999999," €/kWh",null,"el","electric"]
[null,null,null,null,"Pmax",{"$f":"IF(1/F6<0.7,1/F6,IF(F3=FALSE,1/F6,0.7))","v":0.5},"kW/kWp",null,"Tax",{"$f":"J3*C33*0.01","v":418},"€/kWp",null,"ESC","a --> EVU"]
[null,"Wind  ",{"$f":"gen_wind","v":0},"kWp",null,null,null,null,"Wind",{"$f":"cost_wind","v":1500}," €/kWp",null,"ESC","Energy Supply Company"]
[null,null,null,null,null,"/gen_data_pv_hours*1000",null,null,null,null,null,null,"EVU","Energieversorgungsunternehmen"]
[null,null,null,null,null,null,null,null,null,null,null,null,"h","hour(s)"]
[null,"CHP",{"$f":"gen_chp","v":0},"kWp","Start date",10,null,null,"CHP",{"$f":"cost_chp","v":2000}," €/kWp",null,"HP","heatpump"]
[null,null,null,null,"Duration in month",6,null,null,"CHP electric cost",{"$f":"0.07*F13","v":0.28000000000000003},"€/kWhel",null,"IC","Internal Consumption"]
[null,null,null,null,"CHP 1/η",4,null,null,"KWK",5.5E-2," €/kWh",null,"kWh","kilo watt hour"]
[null,null,null,null,null,null,null,null,null,null,null,null,"max","maximum"]
[null,"GENX",{"$f":"gen_genx","v":0},"kWp",null,null,null,null,"GENX",null," €/kWp",null,"SOC","State of charge"]
[null,null,null,null,null,null,null,null,"specific cost",null,"€/kWhel",null,"th","thermal"]
[null,null,null,null,null,null,null,null,null,null,null,null,"X","x-times or self defineable"]
[]
[null,"Load",null,null,null,null,null,null,"Cost"]
[null,"General",{"$f":"load_load","v":3334},"kWh",null,null,null,null,"EVU / ESC",0.24429999999999999,"€/kWh"]
[null,"Heat Pump",{"$f":"load_heatpump","v":3333},"kWh"]
[null,"Electric Car",{"$f":"load_car","v":3333},"kWh"]
[null,"LOADX",{"$f":"load_loadx","v":0},"kWh"]
[null,"load_data_load",{"$f":"SUM(C20:C23)","v":10000},"kWh"]
[]
[null,"Battery Data",null,null,"Lifetime Cycles",2500]
[null,"DODmax",{"$f":"1-bat_soc*0.01","v":1},null,"Effiency charge",0.98,"Eff_total"]
[null,"Capacity in Wh",{"$f":"bat_cap_use*1000","v":40000},"Wh","Effiency discharge",0.98,{"$f":"bat_data_eff_charge*bat_data_eff_discharge","v":0.96039999999999992}]
[null,"Pmax",{"$f":"C28/F29","v":40000},"Wh/15min","factor Wh/(Whbat*15min)",1]
[null,"Capacity Total Wh",{"$f":"bat_cap_total*1000","v":40000},"Wh","Maximum Charge",1]
[]
[null,"Special Data"]
[null,"Tax",19,"Germany"]

{"sheet":"(4) One Year Data Calculation","index":3,"n_rows":35054,"n_cols":32,"rows_kept":2250,"cut":true,"hidden":false,"merged":[],"bounds":{"rows_first":1000,"rows_last":250,"rows_between":1000,"halvings":1}}
["Sums kWh*",{"$f":"SUM(B4:B35043)*0.001","v":1000.0120917890172},{"$f":"SUM(C4:C35043)*0.001","v":3334.0403140245653},{"$f":"SUM(D15:D35054)*0.001","v":998.85844748851139},3333.0000000003147,999.99999999991826,3332.9999999996353,{"$f":"P1/$P$1*1000","v":1000},{"$f":"H1*$I$2","v":0},{"$f":"MAX(J4:J35043)","v":237.01903342032028},18178.345948236041,0,0,5088,0,{"$f":"1/SUM(P4:P35043)*0.001","v":5.4895165140252718E-10},0,10000.040314024542,18178.345948236041,{"$f":"MAX(X3:X35042)","v":2474.669948570554},{"$f":"MAX(U4:U35043)","v":40000},{"$f":"SUM(V4:V35043)*0.001","v":0.01},{"$f":"SUM(W4:W35043)*0.001","v":-265.81170148821803},{"$f":"SUM(X4:X35043)*0.001","v":6712.6641789954274},{"$f":"S1-AB1-X1","v":1608.8552889761131},{"$f":"SUM(Z4:Z35043)*0.001","v":1944.2922335164765},{"$f":"SUM(AA4:AA35043)*0.001","v":-7912.5342467480114},9856.8264802645008,{"$f":"AVERAGE(AC4:AC35043)","v":0.61970125751063865},null,"*except output fields","PV (assume  850 kWh/kWp)"]
["Calculation Values",null,{"$f":"load_load*0.001","v":3.3340000000000001},null,{"$f":"load_car*0.001","v":3.3330000000000002},null,{"$f":"load_heatpump*0.001","v":3.3330000000000002},"Heatelement",{"$f":"load_loadx*0.001","v":0},{"$f":"gen_data_pv_ratio2","v":0.5},{"$f":"gen_pv*gen_data_pv_hours*0.001","v":20},null,{"$f":"gen_wind","v":0},null,{"$f":"gen_chp","v":0},"HeatElement",{"$f":"gen_genx","v":0},null,null,null,{"$f":"bat_cap_use*1000*'(3) Parameter Settings'!F30","v":40000},{"$f":"bat_data_eff_charge","v":0.98},{"$f":"bat_data_eff_discharge","v":0.98},null,{"$f":"R1-Z1-X1-W1","v":1608.8956030008555},{"$f":"MAX(Z5:Z35044)*4","v":5147.5884554957256},{"$f":"MAX(AA5:AA35044)*4","v":5147.5884554957256},{"$f":"MAX(AB4:AB35043)*4","v":9968.6050036828383},null,null,null,"Values Calculated"]
["Time","LoadE0","Load_EX","CarE0","Car_EX","HPE0","HP_EX","LoadX_E0","LoadX_EX","PVE0","PV_EX","WE0","W_EX","CHPE0","CHP_EX","GenXE0","GenX_EX","Load_total_EX","Gen_total_EX","Load-Generation","SoC_EX *SoCmin := 0 Wh","battery load_Wh/15min","battery_inc_eff","battery input","gen total","Grid -","grid +/-","feed_grid","SoC","ToD (hrs)","Month"]
["2010-01-01",12.091789018456499,{"$f":"B4*$C$2","v":40.314024587533972},0,{"$f":"D4*$E$2","v":0},0,{"$f":"F4*$G$2","v":0},null,null,0,{"$f":"IF(J4>(250*$J$2),250*$J$2*$K$2,J4 * $K$2)","v":0},null,{"$f":"$M$2*L4","v":0},250,{"$f":"N4*$O$2","v":0},{"$f":"J4*$K$2-K4","v":0},{"$f":"P4*$Q$2","v":0},{"$f":"C4+E4+G4+I4","v":40.314024587533972},{"$f":"K4+M4+O4+Q4","v":0},0,10,{"$f":"IF(T4>0,              IF((U4-T4/$W$2)>0,T4/$W$2,U4),    IF((U4-T4*$V$2)<($U$2),T4*$V$2,-$U$2+U4))","v":0},{"$f":"IF(T4>0,IF((U4-T4/$W$2)>0,T4,U4*$W$2),IF((U4-T4*$V$2)<$U$2,T4,(-$U$2+U4)/$V$2))","v":0},{"$f":"IF(W4<0,-W4,0)","v":0},"-",{"$f":"IF(AA4>0,AA4,0)","v":0},{"$f":"T4-W4","v":0},{"$f":"IF(AA4<0,-AA4,0)","v":0},{"$f":"U4*(1-bat_soc*0.01)/bat_cap_use/1000+bat_soc*0.01","v":2.5000000000000001E-4},{"$f":"MINUTE(A4)/60 + HOUR(A4)","v":0},{"$f":"MONTH(A4)","v":1}]
["2010-01-01T00:15:00",17.76315965194506,{"$f":"B5*$C$2","v":59.222374279584827},114.15525114155253,{"$f":"D5*$E$2","v":380.47945205479459},228.49462365590202,761.57258064512143,null,null,0,{"$f":"IF(J5>(250*$J$2),250*$J$2*$K$2,J5 * $K$2)","v":0},null,{"$f":"$M$2*L5","v":0},250,0,{"$f":"J5*$K$2-K5","v":0},{"$f":"P5*$Q$2","v":0},{"$f":"C5+E5+G5+I5","v":1201.2744069795008},{"$f":"K5+M5+O5+Q5","v":0},{"$f":"R5-S5","v":1201.2744069795008},{"$f":"U4-V4","v":10},{"$f":"IF(T5>0,              IF((U5-T5/$W$2)>0,T5/$W$2,U5),    IF((U5-T5*$V$2)<($U$2),T5*$V$2,-$U$2+U5))","v":10},{"$f":"IF(T5>0,IF((U5-T5/$W$2)>0,T5,U5*$W$2),IF((U5-T5*$V$2)<$U$2,T5,(-$U$2+U5)/$V$2))","v":9.8000000000000007},0,"feed in",1191.4744069795008,1191.4744069795008,0,2.5000000000000001E-4,0.25,1]
["2010-01-01T00:30:00",14.445943110856907,48.162774331596928,114.15525114155253,380.47945205479459,228.49462365590202,761.57258064512143,null,null,0,0,null,0,250,0,0,0,1190.2148070315129,{"$f":"K6+M6+O6+Q6","v":0},1190.2148070315129,0,0,0,0,"-",1190.2148070315129,1190.2148070315129,0,0,0.5,1]
["2010-01-01T00:45:00",15.034481783500928,50.124962266192092,114.15525114155253,380.47945205479459,228.49462365590202,761.57258064512143,null,null,0,0,null,0,250,0,0,0,1192.1769949661082,0,1192.1769949661082,0,0,0,0,"battery input",1192.1769949661082,1192.1769949661082,0,0,0.75,1]
["2010-01-01T01:00:00",14.980977959654911,49.946580517489473,114.15525114155253,380.47945205479459,228.49462365590202,761.57258064512143,null,null,0,0,null,0,250,0,0,0,1191.9986132174054,0,1191.9986132174054,0,0,0,0,null,1191.9986132174054,1191.9986132174054,0,0,1,1]
["2010-01-01T01:15:00",13.643389940396379,45.487062061281527,114.15525114155253,380.47945205479459,228.49462365590202,761.57258064512143,null,null,0,0,null,0,250,0,0,0,1187.5390947611975,0,1187.5390947611975,0,0,0,0,{"$f":"S1","v":18178.345948236041},1187.5390947611975,1187.5390947611975,0,0,1.25,1]
["2010-01-01T01:30:00",13.1618589154444,43.881637624091631,114.15525114155253,380.47945205479459,228.49462365590202,761.57258064512143,null,null,0,0,null,0,250,0,0,0,1185.9336703240076,0,1185.9336703240076,0,0,0,0,{"$f":"AB1","v":9856.8264802645008},1185.9336703240076,1185.9336703240076,0,0,1.5,1]
["2010-01-01T01:45:00",13.482880063993472,44.951922133354238,114.15525114155253,380.47945205479459,228.49462365590202,761.57258064512143,null,null,0,0,null,0,250,0,0,0,1187.0039548332702,0,1187.0039548332702,0,0,0,0,{"$f":"X1","v":6712.6641789954274},1187.0039548332702,1187.0039548332702,0,0,1.75,1]
["2010-01-01T02:00:00",14.445942911465012,48.16277366682435,114.15525114155253,380.47945205479459,228.49462365590202,761.57258064512143,null,null,0,0,null,0,250,0,0,0,1190.2148063667405,0,1190.2148063667405,0,0,0,0,{"$f":"Y9-Y10-Y11","v":1608.8552889761131},1190.2148063667405,1190.2148063667405,0,0,2,1]
["2010-01-01T02:15:00",12.038285593394269,40.135644168376494,114.15525114155253,380.47945205479459,228.49462365590202,761.57258064512143,null,null,0,0,null,0,250,0,0,0,1182.1876768682926,0,1182.1876768682926,0,0,0,0,null,1182.1876768682926,1182.1876768682926,0,0,2.25,1]
["2010-01-01T02:30:00",16.746592980627508,55.833140997412109,114.15525114155253,380.47945205479459,228.49462365590202,761.57258064512143,null,null,0,0,null,0,250,0,0,0,1197.8851736973281,0,1197.8851736973281,0,0,0,0,"load total",1197.8851736973281,1197.8851736973281,0,0,2.5,1]
["2010-01-01T02:45:00",12.412809568829893,41.384307102478864,114.15525114155253,380.47945205479459,228.49462365590202,761.57258064512143,null,null,0,0,null,0,250,0,0,0,1183.436339802395,0,1183.436339802395,0,0,0,0,"-",1183.436339802395,1183.436339802395,0,0,2.75,1]
["2010-01-01T03:00:00",14.231928613040399,47.449249995876691,114.15525114155253,380.47945205479459,228.49462365590202,761.57258064512143,null,null,0,0,null,0,250,0,0,0,1189.5012826957927,0,1189.5012826957927,0,0,0,0,"battery input",1189.5012826957927,1189.5012826957927,0,0,3,1]
["2010-01-01T03:15:00",11.984781570156343,39.957261754901246,114.15525114155253,380.47945205479459,228.49462365590202,761.57258064512143,null,null,0,0,null,0,250,0,0,0,1182.0092944548173,0,1182.0092944548173,0,0,0,0,"-",1182.0092944548173,1182.0092944548173,0,0,3.25,1]
["2010-01-01T03:30:00",13.268865566176968,44.238397797634015,114.15525114155253,380.47945205479459,228.49462365590202,761.57258064512143,null,null,0,0,null,0,250,0,0,0,1186.29043049755,0,1186.29043049755,0,0,0,0,"grid",1186.29043049755,1186.29043049755,0,0,3.5,1]
["2010-01-01T03:45:00",11.77076806929931,39.243740743043901,114.15525114155253,380.47945205479459,228.49462365590202,761.57258064512143,null,null,0,0,null,0,250,0,0,0,1181.2957734429599,0,1181.2957734429599,0,0,0,0,"-",1181.2957734429599,1181.2957734429599,0,0,3.75,1]
["2010-01-01T04:00:00",10.647193949681606,35.497744628238472,114.15525114155253,380.47945205479459,228.49462365590202,761.57258064512143,null,null,0,0,null,0,250,0,0,0,1177.5497773281545,0,1177.5497773281545,0,0,0,0,"battery_ink_eff",1177.5497773281545,1177.5497773281545,0,0,4,1]
["2010-01-01T04:15:00",14.017914115223899,46.735725660156483,114.15525114155253,380.47945205479459,228.49462365590202,761.57258064512143,null,null,0,0,null,0,250,0,0,0,1188.7877583600725,0,1188.7877583600725,0,0,0,0,null,1188.7877583600725,1188.7877583600725,0,0,4.25,1]
["2010-01-01T04:30:00",10.433179850648889,34.784221622063399,114.15525114155253,380.47945205479459,228.49462365590202,761.57258064512143,null,null,0,0,null,0,250,0,0,0,1176.8362543219794,0,1176.8362543219794,0,0,0,0,{"$f":"R1","v":10000.040314024542},1176.8362543219794,1176.8362543219794,0,0,4.5,1]
["2010-01-01T04:45:00",12.145291845343047,40.492403012373721,114.15525114155253,380.47945205479459,228.49462365590202,761.57258064512143,null,null,0,0,null,0,250,0,0,0,1182.5444357122897,0,1182.5444357122897,0,0,0,0,{"$f":"Z1","v":1944.2922335164765},1182.5444357122897,1182.5444357122897,0,0,4.75,1]
["2010-01-01T05:00:00",11.610257395328837,38.708598156026341,114.15525114155253,380.47945205479459,228.49462365590202,761.57258064512143,null,null,0,0,null,0,250,0,0,0,1180.7606308559425,0,1180.7606308559425,0,0,0,0,{"$f":"X1","v":6712.6641789954274},1180.7606308559425,1180.7606308559425,0,0,5,1]
["2010-01-01T05:15:00",11.877774919423782,39.600501581358891,114.15525114155253,380.47945205479459,228.49462365590202,761.57258064512143,null,null,0,0,null,0,250,0,0,0,1181.6525342812749,0,1181.6525342812749,0,0,0,0,{"$f":"W1","v":-265.81170148821803},1181.6525342812749,1181.6525342812749,0,0,5.25,1]
["2010-01-01T05:30:00",10.914711274384658,36.389647388798451,114.15525114155253,380.47945205479459,228.49462365590202,761.57258064512143,null,null,0,0,null,0,250,0,0,0,1178.4416800887145,0,1178.4416800887145,0,0,0,0,{"$f":"Y22-Y23-Y24-Y25","v":1608.8956030008555},1178.4416800887145,1178.4416800887145,0,0,5.5,1]
["2010-01-01T05:45:00",12.305802718705426,41.027546264163888,114.15525114155253,380.47945205479459,228.49462365590202,761.57258064512143,null,null,0,0,null,0,250,0,0,0,1183.0795789640799,0,1183.0795789640799,0,0,0,0,null,1183.0795789640799,1183.0795789640799,0,0,5.75,1]
["2010-01-01T06:00:00",11.770767271731735,39.243738083953609,114.15525114155253,380.47945205479459,228.49462365590202,761.57258064512143,null,null,0,0,null,0,250,0,0,0,1181.2957707838696,0,1181.2957707838696,0,0,0,0,null,1181.2957707838696,1181.2957707838696,0,0,6,1]
["2010-01-01T06:15:00",10.433179850648889,34.784221622063399,0,0,0,0,null,null,0,0,null,0,250,0,0,0,34.784221622063399,0,34.784221622063399,0,0,0,0,null,34.784221622063399,34.784221622063399,0,0,6.25,1]
["2010-01-01T06:30:00",14.927473737025101,49.768197439241689,0,0,0,0,null,null,0,0,null,0,250,0,0,0,49.768197439241689,0,49.768197439241689,0,0,0,0,null,49.768197439241689,49.768197439241689,0,0,6.5,1]
["2010-01-01T06:45:00",10.807704623652089,36.032887215256068,0,0,0,0,null,null,0,0,null,0,250,0,0,0,36.032887215256068,0,36.032887215256068,0,0,0,0,null,36.032887215256068,36.032887215256068,0,0,6.75,1]
["2010-01-01T07:00:00",12.198795270405279,40.670783431531198,0,0,0,0,null,null,0,0,null,0,250,0,0,0,40.670783431531198,0,40.670783431531198,0,0,0,0,null,40.670783431531198,40.670783431531198,0,0,7,1]
["2010-01-01T07:15:00",11.556753970266604,38.530217736868856,0,0,0,0,null,null,0,0,null,0,250,0,0,0,38.530217736868856,0,38.530217736868856,0,0,0,0,null,38.530217736868856,38.530217736868856,0,0,7.25,1]
["2010-01-01T07:30:00",17.281627231249821,57.616945188986904,0,0,0,0,null,null,0,0,null,0,250,0,0,0,57.616945188986904,0,57.616945188986904,0,0,0,0,null,57.616945188986904,57.616945188986904,0,0,7.5,1]
["2010-01-01T07:45:00",49.651240269238492,165.53723505764114,0,0,0,0,null,null,2.9641060272381242E-4,5.9282120544762486E-3,null,0,250,0,0,0,165.53723505764114,5.9282120544762486E-3,165.53130684558667,0,0,0,0,null,165.53130684558667,165.53130684558667,0,0,7.75,1]
["2010-01-01T08:00:00",11.770768667475,39.24374273736165,0,0,0,0,null,null,0.46390158610946725,9.2780317221893451,null,0,250,0,0,0,39.24374273736165,9.2780317221893451,{"$f":"R36-S36","v":29.965711015172303},0,0,0,{"$f":"IF(W36<0,-W36,0)","v":0},null,{"$f":"IF(AA36>0,AA36,0)","v":29.965711015172303},{"$f":"T36-W36","v":29.965711015172303},{"$f":"IF(AA36<0,-AA36,0)","v":0},{"$f":"U36*(1-bat_soc*0.01)/bat_cap_use/1000+bat_soc*0.01","v":0},{"$f":"MINUTE(A36)/60 + HOUR(A36)","v":8},{"$f":"MONTH(A36)","v":1}]
["2010-01-01T08:15:00",15.62301945918548,52.087146876924393,0,0,0,0,null,null,1.6911972481712567,33.823944963425134,null,0,250,0,0,0,52.087146876924393,33.823944963425134,18.263201913499259,{"$f":"U36-V36","v":0},0,0,0,null,18.263201913499259,18.263201913499259,0,0,8.25,1]
["2010-01-01T08:30:00",12.412809568829893,41.384307102478864,0,0,0,0,null,null,2.6013449973184679,52.026899946369355,null,0,250,0,0,0,41.384307102478864,52.026899946369355,-10.64259284389049,0,-10.42974098701268,-10.64259284389049,10.64259284389049,null,0,0,0,0,8.5,1]
["2010-01-01T08:45:00",14.178425187978167,47.270869576719207,0,0,0,0,null,null,6.0010605585178602,120.0212111703572,null,0,250,0,0,0,47.270869576719207,120.0212111703572,-72.750341593637998,10.42974098701268,-71.295334761765233,-72.750341593637998,72.750341593637998,null,0,0,0,2.6074352467531705E-4,8.75,1]
["2010-01-01T09:00:00",13.001349039041491,43.346497696164334,0,0,0,0,null,null,8.9434678248343502,178.869356496687,null,0,250,0,0,0,43.346497696164334,178.869356496687,-135.52285880052267,81.725075748777911,-132.8124016245122,-135.52285880052267,135.52285880052267,null,0,0,0,2.043126893719448E-3,9,1]
["2010-01-01T09:15:00",13.268865964960753,44.23839912717915,0,0,0,0,null,null,9.5743662795722209,191.4873255914444,null,0,250,0,0,0,44.23839912717915,191.4873255914444,-147.24892646426525,214.53747737329013,-144.30394793497996,-147.24892646426525,147.24892646426525,null,0,0,0,5.3634369343322531E-3,9.25,1]
["2010-01-01T09:30:00",12.09178961663218,40.314026581851692,0,0,0,0,null,null,11.701530347794028,234.03060695588056,null,0,250,0,0,0,40.314026581851692,234.03060695588056,-193.71658037402887,358.84142530827012,-189.84224876654829,-193.71658037402887,193.71658037402887,null,0,0,0,8.9710356327067538E-3,9.5,1]
["2010-01-01T09:45:00",14.445942712073119,48.162773002051779,0,0,0,0,null,null,15.653747654855811,313.07495309711624,null,0,250,0,0,0,48.162773002051779,313.07495309711624,-264.91218009506446,548.68367407481844,-259.61393649316318,-264.91218009506446,264.91218009506446,null,0,0,0,1.371709185187046E-2,9.75,1]
["2010-01-01T10:00:00",11.824270896185864,39.422119167883672,0,0,0,0,null,null,21.886882334858317,437.73764669716633,null,0,250,0,0,0,39.422119167883672,437.73764669716633,-398.31552752928263,808.29761056798156,-390.34921697869697,-398.31552752928263,398.31552752928263,null,0,0,0,2.0207440264199541E-2,10,1]
["2010-01-01T10:15:00",10.754201597373646,35.854508125643733,0,0,0,0,null,null,19.389965282888266,387.79930565776533,null,0,250,0,0,0,35.854508125643733,387.79930565776533,-351.94479753212158,1198.6468275466787,-344.90590158147916,-351.94479753212158,351.94479753212158,null,0,0,0,2.9966170688666968E-2,10.25,1]
["2010-01-01T10:30:00",13.857403840037204,46.200584402684036,0,0,0,0,null,null,17.532649087218996,350.65298174437993,null,0,250,0,0,0,46.200584402684036,350.65298174437993,-304.45239734169587,1543.5527291281578,-298.36334939486193,-304.45239734169587,304.45239734169587,null,0,0,0,3.8588818228203946E-2,10.5,1]
["2010-01-01T10:45:00",11.877775118815677,39.60050224613147,0,0,0,0,null,null,19.409877986645004,388.19755973290006,null,0,250,0,0,0,39.60050224613147,388.19755973290006,-348.59705748676856,1841.9160785230197,-341.62511633703321,-348.59705748676856,348.59705748676856,null,0,0,0,4.604790196307549E-2,10.75,1]
["2010-01-01T11:00:00",13.64339033918017,45.487063390826691,0,0,0,0,null,null,19.189926017884776,383.79852035769551,null,0,250,0,0,0,45.487063390826691,383.79852035769551,-338.31145696686883,2183.5411948600531,-331.54522782753145,-338.31145696686883,338.31145696686883,null,0,0,0,5.4588529871501326E-2,11,1]
["2010-01-01T11:15:00",12.412809768221784,41.384307767251428,0,0,0,0,null,null,22.005446619889952,440.10893239779904,null,0,250,0,0,0,41.384307767251428,440.10893239779904,-398.72462463054762,2515.0864226875847,-390.75013213793665,-398.72462463054762,398.72462463054762,null,0,0,0,6.2877160567189616E-2,11.25,1]
["2010-01-01T11:30:00",11.717264444845192,39.065359659113874,0,0,0,0,null,null,24.932691366763599,498.65382733527201,null,0,250,0,0,0,39.065359659113874,498.65382733527201,-459.58846767615813,2905.8365548255215,-450.39669832263496,-459.58846767615813,459.58846767615813,null,0,0,0,7.264591387063804E-2,11.5,1]
["2010-01-01T11:45:00",12.09178941724028,40.314025917079093,0,0,0,0,null,null,26.829719115473186,536.59438230946375,null,0,250,0,0,0,40.314025917079093,536.59438230946375,-496.28035639238465,3356.2332531481566,-486.35474926453696,-496.28035639238465,496.28035639238465,null,0,0,0,8.3905831328703911E-2,11.75,1]
["2010-01-01T12:00:00",13.375872615693327,44.595159300721555,0,0,0,0,null,null,24.833887921538995,496.67775843077993,null,0,250,0,0,0,44.595159300721555,496.67775843077993,-452.08259913005838,3842.5880024126936,-443.04094714745719,-452.08259913005838,452.08259913005838,null,0,0,0,9.6064700060317337E-2,12,1]
["2010-01-01T12:15:00",12.840837766895326,42.811353114829018,0,0,0,0,null,null,21.123055028214218,422.46110056428438,null,0,250,0,0,0,42.811353114829018,422.46110056428438,-379.64974744945539,4285.6289495601504,-372.0567525004663,-379.64974744945539,379.64974744945539,null,0,0,0,0.10714072373900375,12.25,1]
["2010-01-01T12:30:00",76.563495775811845,255.26269491655668,0,0,0,0,null,null,23.733748504841987,474.67497009683973,null,0,250,0,0,0,255.26269491655668,474.67497009683973,-219.41227518028305,4657.6857020606167,-215.02402967667737,-219.41227518028305,219.41227518028305,null,0,0,0,0.11644214255151542,12.5,1]
["2010-01-01T12:45:00",50.453792442739562,168.21294400409371,0,0,0,0,null,null,30.66367609734429,613.27352194688581,null,0,250,0,0,0,168.21294400409371,613.27352194688581,-445.06057794279207,4872.7097317372936,-436.15936638393623,-445.06057794279207,445.06057794279207,null,0,0,0,0.12181774329343234,12.75,1]
["2010-01-01T13:00:00",15.14148803544971,50.481721110189334,0,0,0,0,null,null,28.9973165543798,579.94633108759604,null,0,250,0,0,0,50.481721110189334,579.94633108759604,-529.46460997740667,5308.8690981212294,-518.87531777785853,-529.46460997740667,529.46460997740667,null,0,0,0,0.13272172745303074,13,1]
["2010-01-01T13:15:00",14.820466886900636,49.41143660092672,0,0,0,0,null,null,30.418187297984868,608.36374595969733,null,0,250,0,0,0,49.41143660092672,608.36374595969733,-558.95230935877066,5827.7444158990875,-547.7732631715952,-558.95230935877066,558.95230935877066,null,0,0,0,0.14569361039747719,13.25,1]
["2010-01-01T13:30:00",25.414158607871375,84.730804798643163,0,0,0,0,null,null,31.139073318817026,622.78146637634052,null,0,250,0,0,0,84.730804798643163,622.78146637634052,-538.05066157769738,6375.5176790706828,-527.28964834614339,-538.05066157769738,538.05066157769738,null,0,0,0,0.15938794197676709,13.5,1]
["2010-01-01T13:45:00",16.532578682202896,55.119617326464457,0,0,0,0,null,null,24.870749227725216,497.41498455450431,null,0,250,0,0,0,55.119617326464457,497.41498455450431,-442.29536722803988,6902.8073274168264,-433.44945988347905,-442.29536722803988,442.29536722803988,null,0,0,0,0.17257018318542067,13.75,1]
["2010-01-01T14:00:00",10.433179850648889,34.784221622063399,0,0,0,0,null,null,19.294847742139037,385.89695484278076,null,0,250,0,0,0,34.784221622063399,385.89695484278076,-351.11273322071736,7336.2567873003054,-344.09047855630303,-351.11273322071736,351.11273322071736,null,0,0,0,0.18340641968250765,14,1]
["2010-01-01T14:15:00",12.091788619672711,40.314023257988815,0,0,0,0,null,null,15.798380729201295,315.96761458402591,null,0,250,0,0,0,40.314023257988815,315.96761458402591,-275.65359132603709,7680.3472658566088,-270.14051949951636,-275.65359132603709,275.65359132603709,null,0,0,0,0.19200868164641521,14.25,1]
["2010-01-01T14:30:00",13.26886656313644,44.238401121496892,0,0,0,0,null,null,17.030270820003718,340.60541640007438,null,0,250,0,0,0,44.238401121496892,340.60541640007438,-296.36701527857747,7950.4877853561247,-290.43967497300594,-296.36701527857747,296.36701527857747,null,0,0,0,0.1987621946339031,14.5,1]
["2010-01-01T14:45:00",13.215362739290416,44.060019372794251,0,0,0,0,null,null,15.555096088077265,311.10192176154533,null,0,250,0,0,0,44.060019372794251,311.10192176154533,-267.04190238875105,8240.9274603291306,-261.70106434097602,-267.04190238875105,267.04190238875105,null,0,0,0,0.20602318650822826,14.75,1]
["2010-01-01T15:00:00",11.503250744596265,38.35183798248395,0,0,0,0,null,null,10.825143021214902,216.50286042429804,null,0,250,0,0,0,38.35183798248395,216.50286042429804,-178.15102244181409,8502.6285246701063,-174.58800199297781,-178.15102244181409,178.15102244181409,null,0,0,0,0.21256571311675265,15,1]
["2010-01-01T15:15:00",13.536382691488127,45.130299893421416,0,0,0,0,null,null,4.9218599673518941,98.437199347037875,null,0,250,0,0,0,45.130299893421416,98.437199347037875,-53.30689945361646,8677.2165266630836,-52.240761464544129,-53.30689945361646,53.30689945361646,null,0,0,0,0.2169304131665771,15.25,1]
["2010-01-01T15:30:00",13.001348440865808,43.346495701846607,0,0,0,0,null,null,2.5546413386906606,51.092826773813215,null,0,250,0,0,0,43.346495701846607,51.092826773813215,-7.7463310719666083,8729.4572881276272,-7.5914044505272757,-7.7463310719666083,7.7463310719666083,null,0,0,0,0.21823643220319067,15.5,1]
["2010-01-01T15:45:00",14.499446137135347,48.341153421209249,0,0,0,0,null,null,1.4848574784519661,29.697149569039322,null,0,250,0,0,0,48.341153421209249,29.697149569039322,18.644003852169927,8737.0486925781552,19.024493726704009,18.644003852169927,0,null,0,0,0,0.21842621731445389,15.75,1]
["2010-01-01T16:00:00",13.750397388696527,45.843824893914224,0,0,0,{"$f":"F68*$G$2","v":0},null,null,0.56645965201877635,11.329193040375527,null,0,250,{"$f":"N68*$O$2","v":0},0,0,45.843824893914224,11.329193040375527,{"$f":"R68-S68","v":34.514631853538695},8718.0241988514517,35.219012095447646,34.514631853538695,{"$f":"IF(W68<0,-W68,0)","v":0},null,{"$f":"IF(AA68>0,AA68,0)","v":0},0,{"$f":"IF(AA68<0,-AA68,0)","v":0},{"$f":"U68*(1-bat_soc*0.01)/bat_cap_use/1000+bat_soc*0.01","v":0.21795060497128629},16,1]
["2010-01-01T16:15:00",12.091788220888919,{"$f":"B69*$C$2","v":40.314021928443658},0,{"$f":"D69*$E$2","v":0},0,0,null,null,6.1394993849383392E-2,{"$f":"IF(J69>(250*$J$2),250*$J$2*$K$2,J69 * $K$2)","v":1.2278998769876679},null,{"$f":"$M$2*L69","v":0},250,{"$f":"N69*$O$2","v":0},{"$f":"J69*$K$2-K69","v":0},{"$f":"P69*$Q$2","v":0},{"$f":"C69+E69+G69+I69","v":40.314021928443658},1.2278998769876679,{"$f":"R69-S69","v":39.086122051455988},8682.8051867560043,{"$f":"IF(T69>0,              IF((U69-T69/$W$2)>0,T69/$W$2,U69),    IF((U69-T69*$V$2)<($U$2),T69*$V$2,-$U$2+U69))","v":39.883798011689784},{"$f":"IF(T69>0,IF((U69-T69/$W$2)>0,T69,U69*$W$2),IF((U69-T69*$V$2)<$U$2,T69,(-$U$2+U69)/$V$2))","v":39.086122051455988},{"$f":"IF(W69<0,-W69,0)","v":0},null,{"$f":"IF(AA69>0,AA69,0)","v":0},{"$f":"T69-W69","v":0},{"$f":"IF(AA69<0,-AA69,0)","v":0},0.2170701296689001,{"$f":"MINUTE(A69)/60 + HOUR(A69)","v":16.25},{"$f":"MONTH(A69)","v":1}]
["2010-01-01T16:30:00",30.175969420166844,100.60668204683626,0,0,0,0,null,null,0,0,null,0,250,0,0,0,100.60668204683626,{"$f":"K70+M70+O70+Q70","v":0},100.60668204683626,{"$f":"U69-V69","v":8642.9213887443148},102.65987963962883,100.60668204683626,0,null,0,0,0,0.21607303471860786,16.5,1]
["2010-01-01T16:45:00",14.178424390410594,47.270866917628922,0,0,0,0,null,null,0,0,null,0,250,0,0,0,47.270866917628922,0,47.270866917628922,8540.2615091046864,48.235578487376451,47.270866917628922,0,null,0,0,0,0.21350653772761718,16.75,1]
["2010-01-01T17:00:00",12.252299094251295,40.849165180233818,0,0,0,0,null,null,0,0,null,0,250,0,0,0,40.849165180233818,0,40.849165180233818,8492.0259306173102,41.682821612483487,40.849165180233818,0,null,0,0,0,0.21230064826543277,17,1]
["2010-01-01T17:15:00",14.713459637992385,49.054674433066609,0,0,0,0,null,null,0,0,null,0,250,0,0,0,49.054674433066609,0,49.054674433066609,8450.3431090048271,50.055790237823068,49.054674433066609,0,null,0,0,0,0.21125857772512069,17.25,1]
["2010-01-01T17:30:00",11.984781769548245,39.957262419673853,0,0,0,0,null,null,0,0,null,0,250,0,0,0,39.957262419673853,0,39.957262419673853,8400.2873187670048,40.772716754769242,39.957262419673853,0,null,0,0,0,0.21000718296917512,17.5,1]
["2010-01-01T17:45:00",13.857404238820989,46.200585732229179,0,0,0,0,null,null,0,0,null,0,250,0,0,0,46.200585732229179,0,46.200585732229179,8359.5146020122356,47.143454828805282,46.200585732229179,0,null,0,0,0,0.20898786505030589,17.75,1]
["2010-01-01T18:00:00",14.178425586761959,47.270870906264371,0,0,0,0,null,null,0,0,null,0,250,0,0,0,47.270870906264371,0,47.270870906264371,8312.3711471834304,48.235582557412627,47.270870906264371,0,null,0,0,0,0.20780927867958576,18,1]
["2010-01-01T18:15:00",15.783530531939753,52.622290793487139,0,0,0,0,null,null,0,0,null,0,250,0,0,0,52.622290793487139,0,52.622290793487139,8264.1355646260181,53.69621509539504,52.622290793487139,0,null,0,0,0,0.20660338911565046,18.25,1]
["2010-01-01T18:30:00",13.589887113509832,45.308683636441778,0,0,0,0,null,null,0,0,null,0,250,0,0,0,45.308683636441778,0,45.308683636441778,8210.4393495306231,46.233350649430385,45.308683636441778,0,null,0,0,0,0.20526098373826557,18.5,1]
["2010-01-01T18:45:00",16.639585931111146,55.476379494324561,0,0,0,0,null,null,0,0,null,0,250,0,0,0,55.476379494324561,0,55.476379494324561,8164.2059988811925,56.608550504412818,55.476379494324561,0,null,0,0,0,0.2041051499720298,18.75,1]
["2010-01-01T19:00:00",14.766963661230299,49.233056846541821,0,0,0,0,null,null,0,0,null,0,250,0,0,0,49.233056846541821,0,49.233056846541821,8107.5974483767795,50.237813108716146,49.233056846541821,0,null,0,0,0,0.2026899362094195,19,1]
["2010-01-01T19:15:00",18.458704975321652,61.541322387722388,0,0,0,0,null,null,0,0,null,0,250,0,0,0,61.541322387722388,0,61.541322387722388,8057.3596352680634,62.797267742573865,61.541322387722388,0,null,0,0,0,0.20143399088170158,19.25,1]
["2010-01-01T19:30:00",24.183578435696774,80.628050504613043,0,0,0,0,null,null,0,0,null,0,250,0,0,0,80.628050504613043,0,80.628050504613043,7994.5623675254892,82.273520923074528,80.628050504613043,0,null,0,0,0,0.19986405918813721,19.5,1]
["2010-01-01T19:45:00",35.098290507649033,117.01770055250188,0,0,0,0,null,null,0,0,null,0,250,0,0,0,117.01770055250188,0,117.01770055250188,7912.2888466024151,119.40581689030805,117.01770055250188,0,null,0,0,0,0.19780722116506039,19.75,1]
["2010-01-01T20:00:00",26.002697081123511,86.692992068465784,0,0,0,0,null,null,0,0,null,0,250,0,0,0,86.692992068465784,0,86.692992068465784,7792.8830297121067,88.462236804556923,86.692992068465784,0,null,0,0,0,0.19482207574280266,20,1]
["2010-01-01T20:15:00",90.902432036544269,303.06870840983862,0,0,0,0,null,null,0,0,null,0,250,0,0,0,303.06870840983862,0,303.06870840983862,7704.4207929075501,309.25378409167206,303.06870840983862,0,null,0,0,0,0.19261051982268876,20.25,1]
["2010-01-01T20:30:00",27.554298003063394,91.866029542213354,0,0,0,0,null,null,0,0,null,0,250,0,0,0,91.866029542213354,0,91.866029542213354,7395.167008815878,93.740846471646279,91.866029542213354,0,null,0,0,0,0.18487917522039696,20.5,1]
["2010-01-01T20:45:00",96.092271246297102,320.37163233515457,0,0,0,0,null,null,0,0,null,0,250,0,0,0,320.37163233515457,0,320.37163233515457,7301.4261623442317,326.90982891342304,320.37163233515457,0,null,0,0,0,0.18253565405860578,20.75,1]
["2010-01-01T21:00:00",79.720202639888981,265.78715560138988,0,0,0,0,null,null,0,0,null,0,250,0,0,0,265.78715560138988,0,265.78715560138988,6974.516333430809,271.2113832667244,265.78715560138988,0,null,0,0,0,0.17436290833577023,21,1]
["2010-01-01T21:15:00",70.19658061651424,234.03539977545847,0,0,0,0,null,null,0,0,null,0,250,0,0,0,234.03539977545847,0,234.03539977545847,6703.3049501640844,238.81163242393723,234.03539977545847,0,null,0,0,0,0.16758262375410213,21.25,1]
["2010-01-01T21:30:00",61.58251861372451,205.31611705815752,0,0,0,0,null,null,0,0,null,0,250,0,0,0,205.31611705815752,0,205.31611705815752,6464.4933177401472,209.5062418960791,205.31611705815752,0,null,0,0,0,0.16161233294350366,21.5,1]
["2010-01-01T21:45:00",97.697375792691076,325.72305089283208,0,0,0,0,null,null,0,0,null,0,250,0,0,0,325.72305089283208,0,325.72305089283208,6254.9870758440684,332.37046009472664,325.72305089283208,0,null,0,0,0,0.15637467689610171,21.75,1]
["2010-01-01T22:00:00",20.598843971729881,68.676545801747423,0,0,0,0,null,null,0,0,null,0,250,0,0,0,68.676545801747423,0,68.676545801747423,5922.6166157493417,70.078107960966761,68.676545801747423,0,null,0,0,0,0.14806541539373352,22,1]
["2010-01-01T22:15:00",19.635781323650228,65.465694933049861,0,0,0,0,null,null,0,0,null,0,250,0,0,0,65.465694933049861,0,65.465694933049861,5852.5385077883748,66.801729523520265,65.465694933049861,0,null,0,0,0,0.14631346269470935,22.25,1]
["2010-01-01T22:30:00",21.026871970403416,70.103591149324984,0,0,0,0,null,null,0,0,null,0,250,0,0,0,70.103591149324984,0,70.103591149324984,5785.7367782648544,71.534276682984682,70.103591149324984,0,null,0,0,0,0.14464341945662135,22.5,1]
["2010-01-01T22:45:00",21.989935416050638,73.314444677112832,0,0,0,0,null,null,0,0,null,0,250,0,0,0,73.314444677112832,0,73.314444677112832,5714.2025015818699,74.810657833788611,73.314444677112832,0,null,0,0,0,0.14285506253954675,22.75,1]
["2010-01-01T23:00:00",16.318564981953966,54.406095649834519,0,0,0,0,null,null,0,0,null,0,250,0,0,0,54.406095649834519,0,54.406095649834519,5639.3918437480816,55.516424132484204,54.406095649834519,0,null,0,0,0,0.14098479609370204,23,1]
["2010-01-01T23:15:00",18.993739425335871,63.325127244069797,0,0,0,0,null,null,0,0,null,0,250,0,0,0,63.325127244069797,0,63.325127244069797,5583.8754196155969,64.617476779663065,63.325127244069797,0,null,0,0,0,0.13959688549038993,23.25,1]
["2010-01-01T23:30:00",15.40900595832845,51.373625865067055,0,0,0,0,null,null,0,0,null,0,250,0,0,0,51.373625865067055,0,51.373625865067055,5519.257942835934,52.422067209252099,51.373625865067055,0,null,0,0,0,0.13798144857089836,23.5,1]
["2010-01-01T23:45:00",13.054851865928038,43.524876121004077,0,0,0,0,null,null,0,0,null,0,250,0,0,0,43.524876121004077,0,43.524876121004077,5466.8358756266816,44.413138898983753,43.524876121004077,0,null,0,0,0,0.13667089689066705,23.75,1]
["2010-01-02",12.78733454122499,42.632973360444119,0,0,0,0,null,null,0,0,null,0,250,0,0,0,42.632973360444119,0,42.632973360444119,5422.4227367276981,43.503034041269508,42.632973360444119,0,null,0,0,0,0.13556056841819245,0,1]
["2010-01-02T00:15:00",16.26506155689173,54.227715230677028,114.15525114155253,380.47945205479459,228.49462365590202,761.57258064512143,null,null,0,0,null,0,250,0,0,0,1196.279747930593,0,1196.279747930593,5378.9197026864285,1220.6936203373398,1196.279747930593,0,null,0,0,0,0.13447299256716069,0.25,1]
["2010-01-02T00:30:00",14.820467883860109,49.411439924789605,114.15525114155253,380.47945205479459,228.49462365590202,761.57258064512143,null,null,0,0,null,0,250,0,0,0,1191.4634726247057,0,1191.4634726247057,4158.2260823490888,1215.7790536986793,1191.4634726247057,0,null,0,0,0,0.10395565205872723,0.5,1]
["2010-01-02T00:45:00",13.964412085904923,46.557349894407018,114.15525114155253,380.47945205479459,228.49462365590202,761.57258064512143,null,null,0,0,null,0,250,0,0,0,1188.6093825943231,0,1188.6093825943231,2942.4470286504093,1212.8667169329826,1188.6093825943231,0,null,0,0,0,7.3561175716260238E-2,0.75,1]
["2010-01-02T01:00:00",17.442138304004096,58.152089105549656,114.15525114155253,380.47945205479459,228.49462365590202,761.57258064512143,null,null,0,0,null,0,250,0,0,0,1200.2041218054655,0,1200.2041218054655,1729.5803117174266,1224.698083474965,1200.2041218054655,0,null,0,0,0,4.3239507792935672E-2,1,1]
["2010-01-02T01:15:00",12.198795868580962,40.670785425848926,114.15525114155253,380.47945205479459,228.49462365590202,761.57258064512143,null,null,0,0,null,0,250,0,0,0,1182.7228181257649,0,1182.7228181257649,504.88222824246168,504.88222824246168,494.78458367761243,0,null,687.93823444815246,687.93823444815246,0,1.2622055706061541E-2,1.25,1]
["2010-01-02T01:30:00",13.64339033918017,45.487063390826691,114.15525114155253,380.47945205479459,228.49462365590202,761.57258064512143,null,null,0,0,null,0,250,0,0,0,1187.5390960907428,0,1187.5390960907428,0,0,0,0,null,1187.5390960907428,1187.5390960907428,0,0,1.5,1]
["2010-01-02T01:45:00",12.787334740616879,42.632974025216676,114.15525114155253,380.47945205479459,228.49462365590202,761.57258064512143,null,null,0,0,null,0,250,0,0,0,1184.6850067251328,0,1184.6850067251328,0,0,0,0,null,1184.6850067251328,1184.6850067251328,0,0,1.75,1]
["2010-01-02T02:00:00",13.750396989912737,45.843823564369067,114.15525114155253,380.47945205479459,228.49462365590202,761.57258064512143,null,null,0,0,null,0,250,0,0,0,1187.8958562642852,0,1187.8958562642852,0,0,0,0,null,1187.8958562642852,1187.8958562642852,0,0,2,1]
["2010-01-02T02:15:00",12.359306542551446,41.205928012866522,114.15525114155253,380.47945205479459,228.49462365590202,761.57258064512143,null,null,0,0,null,0,250,0,0,0,1183.2579607127825,0,1183.2579607127825,0,0,0,0,null,1183.2579607127825,1183.2579607127825,0,0,2.25,1]
["2010-01-02T02:30:00",13.803901212542545,46.022206642616844,114.15525114155253,380.47945205479459,228.49462365590202,761.57258064512143,null,null,0,0,null,0,250,0,0,0,1188.0742393425328,0,1188.0742393425328,0,0,0,0,null,1188.0742393425328,1188.0742393425328,0,0,2.5,1]
["2010-01-02T02:45:00",13.37587321386901,44.595161295039283,114.15525114155253,380.47945205479459,228.49462365590202,761.57258064512143,null,null,0,0,null,0,250,0,0,0,1186.6471939949554,0,1186.6471939949554,0,0,0,0,null,1186.6471939949554,1186.6471939949554,0,0,2.75,1]
["2010-01-02T03:00:00",12.252299493035091,40.849166509778996,114.15525114155253,380.47945205479459,228.49462365590202,761.57258064512143,null,null,0,0,null,0,250,0,0,0,1182.9011992096951,0,1182.9011992096951,0,0,0,0,null,1182.9011992096951,1182.9011992096951,0,0,3,1]
["2010-01-02T03:15:00",14.124921762915937,47.092489157561737,114.15525114155253,380.47945205479459,228.49462365590202,761.57258064512143,null,null,0,0,null,0,250,0,0,0,1189.1445218574777,0,1189.1445218574777,0,0,0,0,null,1189.1445218574777,1189.1445218574777,0,0,3.25,1]
["2010-01-02T03:30:00",12.305802718705428,41.027546264163895,114.15525114155253,380.47945205479459,228.49462365590202,761.57258064512143,null,null,0,0,null,0,250,0,0,0,1183.0795789640799,0,1183.0795789640799,0,0,0,0,null,1183.0795789640799,1183.0795789640799,0,0,3.5,1]
["2010-01-02T03:45:00",15.67652308363961,52.265527960854463,114.15525114155253,380.47945205479459,228.49462365590202,761.57258064512143,null,null,0,0,null,0,250,0,0,0,1194.3175606607706,0,1194.3175606607706,0,0,0,0,null,1194.3175606607706,1194.3175606607706,0,0,3.75,1]
["2010-01-02T04:00:00",12.466313592067806,41.562689515954062,114.15525114155253,380.47945205479459,228.49462365590202,761.57258064512143,null,null,0,0,null,0,250,0,0,0,1183.6147222158702,0,1183.6147222158702,0,0,0,0,null,1183.6147222158702,1183.6147222158702,0,0,4,1]
["2010-01-02T04:15:00",13.589886515334145,45.308681642124043,114.15525114155253,380.47945205479459,228.49462365590202,761.57258064512143,null,null,0,0,null,0,250,0,0,0,1187.36071434204,0,1187.36071434204,0,0,0,0,null,1187.36071434204,1187.36071434204,0,0,4.25,1]
["2010-01-02T04:30:00",12.680327491708628,42.276211857356564,114.15525114155253,380.47945205479459,228.49462365590202,761.57258064512143,null,null,0,0,null,0,250,0,0,0,1184.3282445572727,0,1184.3282445572727,0,0,0,0,null,1184.3282445572727,1184.3282445572727,0,0,4.5,1]
["2010-01-02T04:45:00",12.840838165679109,42.811354444374153,114.15525114155253,380.47945205479459,228.49462365590202,761.57258064512143,null,null,0,0,null,0,250,0,0,0,1184.8633871442903,0,1184.8633871442903,0,0,0,0,null,1184.8633871442903,1184.8633871442903,0,0,4.75,1]
["2010-01-02T05:00:00",14.071418736637494,46.914110067949402,114.15525114155253,380.47945205479459,228.49462365590202,761.57258064512143,null,null,0,0,null,0,250,0,0,0,1188.9661427678654,0,1188.9661427678654,0,0,0,0,null,1188.9661427678654,1188.9661427678654,0,0,5,1]
["2010-01-02T05:15:00",11.984782168332035,39.95726374921901,114.15525114155253,380.47945205479459,228.49462365590202,761.57258064512143,null,null,0,0,null,0,250,0,0,0,1182.009296449135,0,1182.009296449135,0,0,0,0,null,1182.009296449135,1182.009296449135,0,0,5.25,1]
["2010-01-02T05:30:00",13.964411288337349,46.557347235316719,114.15525114155253,380.47945205479459,228.49462365590202,761.57258064512143,null,null,0,0,null,0,250,0,0,0,1188.6093799352327,0,1188.6093799352327,0,0,0,0,null,1188.6093799352327,1188.6093799352327,0,0,5.5,1]
["2010-01-02T05:45:00",12.787334142441198,42.632972030898955,114.15525114155253,380.47945205479459,228.49462365590202,761.57258064512143,null,null,0,0,null,0,250,0,0,0,1184.6850047308149,0,1184.6850047308149,0,0,0,0,null,1184.6850047308149,1184.6850047308149,0,0,5.75,1]
["2010-01-02T06:00:00",13.375872815085218,44.595159965494119,114.15525114155253,380.47945205479459,228.49462365590202,761.57258064512143,null,null,0,0,null,0,250,0,0,0,1186.6471926654101,0,1186.6471926654101,0,0,0,0,null,1186.6471926654101,1186.6471926654101,0,0,6,1]
["2010-01-02T06:15:00",12.519817017130039,41.741069935111554,0,0,0,0,null,null,0,0,null,0,250,0,0,0,41.741069935111554,0,41.741069935111554,0,0,0,0,null,41.741069935111554,41.741069935111554,0,0,6.25,1]
["2010-01-02T06:30:00",13.482879665209682,44.951920803809081,0,0,0,0,null,null,0,0,null,0,250,0,0,0,44.951920803809081,0,44.951920803809081,0,0,0,0,null,44.951920803809081,44.951920803809081,0,0,6.5,1]
["2010-01-02T06:45:00",13.322369390022986,44.416779546336635,0,0,0,0,null,null,0,0,null,0,250,0,0,0,44.416779546336635,0,44.416779546336635,0,0,0,0,null,44.416779546336635,44.416779546336635,0,0,6.75,1]
["2010-01-02T07:00:00",12.038285593394269,40.135644168376494,0,0,0,0,null,null,0,0,null,0,250,0,0,0,40.135644168376494,0,40.135644168376494,0,0,0,0,null,40.135644168376494,40.135644168376494,0,0,7,1]
["2010-01-02T07:15:00",15.99754423218868,53.335812470117062,0,0,0,0,null,null,0,0,null,0,250,0,0,0,53.335812470117062,0,53.335812470117062,0,0,0,0,null,53.335812470117062,53.335812470117062,0,0,7.25,1]
["2010-01-02T07:30:00",13.696893564850505,45.665443145211583,0,0,0,0,null,null,0,0,null,0,250,0,0,0,45.665443145211583,0,45.665443145211583,0,0,0,0,null,45.665443145211583,45.665443145211583,0,0,7.5,1]
["2010-01-02T07:45:00",43.819359559955117,146.09374477289037,0,0,0,0,null,null,0,0,null,0,250,0,0,0,146.09374477289037,0,146.09374477289037,0,0,0,0,null,146.09374477289037,146.09374477289037,0,0,7.75,1]
["2010-01-02T08:00:00",29.747941421493294,99.179636699258651,0,0,0,{"$f":"F132*$G$2","v":0},null,null,0.12640011629002079,2.5280023258004158,null,0,250,0,0,0,99.179636699258651,2.5280023258004158,96.651634373458236,0,0,0,0,null,96.651634373458236,96.651634373458236,0,{"$f":"U132*(1-bat_soc*0.01)/bat_cap_use/1000+bat_soc*0.01","v":0},8,1]
["2010-01-02T08:15:00",12.626824066646392,{"$f":"B133*$C$2","v":42.097831438199073},0,{"$f":"D133*$E$2","v":0},0,0,null,null,0.50327099024148514,{"$f":"IF(J133>(250*$J$2),250*$J$2*$K$2,J133 * $K$2)","v":10.065419804829702},null,{"$f":"$M$2*L133","v":0},250,{"$f":"N133*$O$2","v":0},{"$f":"J133*$K$2-K133","v":0},{"$f":"P133*$Q$2","v":0},{"$f":"C133+E133+G133+I133","v":42.097831438199073},10.065419804829702,{"$f":"R133-S133","v":32.032411633369371},0,{"$f":"IF(T133>0,              IF((U133-T133/$W$2)>0,T133/$W$2,U133),    IF((U133-T133*$V$2)<($U$2),T133*$V$2,-$U$2+U133))","v":0},{"$f":"IF(T133>0,IF((U133-T133/$W$2)>0,T133,U133*$W$2),IF((U133-T133*$V$2)<$U$2,T133,(-$U$2+U133)/$V$2))","v":0},{"$f":"IF(W133<0,-W133,0)","v":0},null,{"$f":"IF(AA133>0,AA133,0)","v":32.032411633369371},{"$f":"T133-W133","v":32.032411633369371},{"$f":"IF(AA133<0,-AA133,0)","v":0},0,{"$f":"MINUTE(A133)/60 + HOUR(A133)","v":8.25},{"$f":"MONTH(A133)","v":1}]
["2010-01-02T08:30:00",12.519817415913822,41.741071264656682,0,0,0,0,null,null,1.1234151699783927,22.468303399567855,null,0,250,0,0,0,41.741071264656682,{"$f":"K134+M134+O134+Q134","v":22.468303399567855},19.272767865088827,{"$f":"U133-V133","v":0},0,0,0,null,19.272767865088827,19.272767865088827,0,0,8.5,1]
["2010-01-02T08:45:00",17.977173152802106,59.935895291442222,0,0,0,0,null,null,2.2279018326664244,44.558036653328486,null,0,250,0,0,0,59.935895291442222,44.558036653328486,15.377858638113736,0,0,0,0,null,15.377858638113736,15.377858638113736,0,0,8.75,1]
["2010-01-02T09:00:00",18.886732176427625,62.9683650762097,0,0,0,0,null,null,4.4469569922930274,88.939139845860552,null,0,250,0,0,0,62.9683650762097,88.939139845860552,-25.970774769650852,0,-25.451359274257836,-25.970774769650852,25.970774769650852,null,0,0,0,0,9,1]
["2010-01-02T09:15:00",12.359306542551446,41.205928012866522,0,0,0,0,null,null,9.4965394845265134,189.93078969053028,null,0,250,0,0,0,41.205928012866522,189.93078969053028,-148.72486167766374,25.451359274257836,-145.75036444411046,-148.72486167766374,148.72486167766374,null,0,0,0,6.3628398185644583E-4,9.25,1]
["2010-01-02T09:30:00",13.750396989912737,45.843823564369067,0,0,0,0,null,null,17.353244517573067,347.06489035146137,null,0,250,0,0,0,45.843823564369067,347.06489035146137,-301.2210667870923,171.2017237183683,-295.19664545135043,-301.2210667870923,301.2210667870923,null,0,0,0,4.2800430929592079E-3,9.5,1]
["2010-01-02T09:45:00",12.519816618346248,41.74106860556639,0,0,0,0,null,null,16.955446019790802,339.10892039581603,null,0,250,0,0,0,41.74106860556639,339.10892039581603,-297.36785179024963,466.39836916971876,-291.42049475444463,-297.36785179024963,297.36785179024963,null,0,0,0,1.1659959229242968E-2,9.75,1]
["2010-01-02T10:00:00",14.392439087618992,47.984391918121723,0,0,0,0,null,null,14.525753293376606,290.51506586753214,null,0,250,0,0,0,47.984391918121723,290.51506586753214,-242.53067394941041,757.81886392416345,-237.68006047042221,-242.53067394941041,242.53067394941041,null,0,0,0,1.8945471598104086E-2,10,1]
["2010-01-02T10:15:00",19.10074607606845,63.681887417612216,0,0,0,0,null,null,22.796254972276749,455.92509944553501,null,0,250,0,0,0,63.681887417612216,455.92509944553501,-392.24321202792282,995.49892439458563,-384.39834778736434,-392.24321202792282,392.24321202792282,null,0,0,0,2.4887473109864638E-2,10.25,1]
["2010-01-02T10:30:00",10.807704424260194,36.032886550483489,0,0,0,0,null,null,32.204251410276441,644.08502820552883,null,0,250,0,0,0,36.032886550483489,644.08502820552883,-608.05214165504538,1379.89727218195,-595.89109882194441,-608.05214165504538,608.05214165504538,null,0,0,0,3.4497431804548756E-2,10.5,1]
["2010-01-02T10:45:00",78.703635968571419,262.39792231921712,0,0,0,0,null,null,46.38407808057211,927.68156161144225,null,0,250,0,0,0,262.39792231921712,927.68156161144225,-665.28363929222519,1975.7883710038946,-651.97796650638065,-665.28363929222519,665.28363929222519,null,0,0,0,4.9394709275097363E-2,10.75,1]
["2010-01-02T11:00:00",42.96330396139183,143.23965540728037,0,0,0,0,null,null,50.007888291933845,1000.1577658386769,null,0,250,0,0,0,143.23965540728037,1000.1577658386769,-856.9181104313966,2627.7663375102752,-839.7797482227686,-856.9181104313966,856.9181104313966,null,0,0,0,6.5694158437756889E-2,11,1]
["2010-01-02T11:15:00",32.797640039702735,109.34733189236891,0,0,0,0,null,null,26.490746979905055,529.81493959810109,null,0,250,0,0,0,109.34733189236891,529.81493959810109,-420.46760770573218,3467.5460857330436,-412.05825555161755,-420.46760770573218,420.46760770573218,null,0,0,0,8.6688652143326092E-2,11.25,1]
["2010-01-02T11:30:00",18.619215051116463,62.076462980422285,0,0,0,0,null,null,19.53471231318143,390.6942462636286,null,0,250,0,0,0,62.076462980422285,390.6942462636286,-328.61778328320634,3879.6043412846611,-322.0454276175422,-328.61778328320634,328.61778328320634,null,0,0,0,9.6990108532116523E-2,11.5,1]
["2010-01-02T11:45:00",14.178424988586277,47.27086891194665,0,0,0,0,null,null,17.734588115725735,354.69176231451468,null,0,250,0,0,0,47.27086891194665,354.69176231451468,-307.42089340256803,4201.6497689022035,-301.27247553451667,-307.42089340256803,307.42089340256803,null,0,0,0,0.10504124422255509,11.75,1]
["2010-01-02T12:00:00",11.556754767834175,38.530220395959141,0,0,0,0,null,null,28.844931112434928,576.89862224869853,null,0,250,0,0,0,38.530220395959141,576.89862224869853,-538.36840185273934,4502.9222444367206,-527.60103381568456,-538.36840185273934,538.36840185273934,null,0,0,0,0.11257305611091802,12,1]
["2010-01-02T12:15:00",15.194990862336262,50.660099535029097,0,0,0,0,null,null,25.883105396023563,517.66210792047127,null,0,250,0,0,0,50.660099535029097,517.66210792047127,-467.0020083854422,5030.5232782524054,-457.66196821773332,-467.0020083854422,467.0020083854422,null,0,0,0,0.12576308195631014,12.25,1]
["2010-01-02T12:30:00",60.458945491066274,201.57012426721496,0,0,0,0,null,null,30.276442161050035,605.52884322100067,null,0,250,0,0,0,201.57012426721496,605.52884322100067,-403.95871895378571,5488.1852464701387,-395.87954457471,-403.95871895378571,403.95871895378571,null,0,0,0,0.13720463116175347,12.5,1]
["2010-01-02T12:45:00",34.081723836331449,113.62846727032905,0,0,0,0,null,null,46.992099875189737,939.8419975037948,null,0,250,0,0,0,113.62846727032905,939.8419975037948,-826.21353023346569,5884.0647910448488,-809.68925962879632,-826.21353023346569,826.21353023346569,null,0,0,0,0.14710161977612121,12.75,1]
["2010-01-02T13:00:00",12.198795469797171,40.67078409630377,0,0,0,0,null,null,53.926967655899197,1078.5393531179839,null,0,250,0,0,0,40.67078409630377,1078.5393531179839,-1037.8685690216801,6693.754050673645,-1017.1111976412465,-1037.8685690216801,1037.8685690216801,null,0,0,0,0.16734385126684112,13,1]
["2010-01-02T13:15:00",17.335131055095847,57.795326937689552,0,0,0,0,null,null,49.161597758928934,983.23195517857869,null,0,250,0,0,0,57.795326937689552,983.23195517857869,-925.43662824088915,7710.8652483148917,-906.92789567607133,-925.43662824088915,925.43662824088915,null,0,0,0,0.1927716312078723,13.25,1]
["2010-01-02T13:30:00",12.626823269078816,42.097828779108774,0,0,0,0,null,null,45.399083342708984,907.98166685417971,null,0,250,0,0,0,42.097828779108774,907.98166685417971,-865.88383807507091,8617.7931439909626,-848.56616131356952,-865.88383807507091,865.88383807507091,null,0,0,0,0.21544482859977407,13.5,1]
["2010-01-02T13:45:00",13.161858716052503,43.881636959319046,0,0,0,0,null,null,40.49424754372815,809.88495087456295,null,0,250,0,0,0,43.881636959319046,809.88495087456295,-766.00331391524389,9466.3593053045315,-750.68324763693897,-766.00331391524389,766.00331391524389,null,0,0,0,0.23665898263261329,13.75,1]
["2010-01-02T14:00:00",14.445942911465009,48.162773666824343,0,0,0,0,null,null,37.387636831036275,747.7527366207255,null,0,250,0,0,0,48.162773666824343,747.7527366207255,-699.58996295390114,10217.04255294147,-685.59816369482314,-699.58996295390114,699.58996295390114,null,0,0,0,0.25542606382353672,14,1]
["2010-01-02T14:15:00",25.788682782698896,85.979468397518119,0,0,0,0,null,null,24.101715797005721,482.03431594011442,null,0,250,0,0,0,85.979468397518119,482.03431594011442,-396.05484754259629,10902.640716636293,-388.13375059174433,-396.05484754259629,396.05484754259629,null,0,0,0,0.27256601791590729,14.25,1]
["2010-01-02T14:30:00",20.545340147883863,68.498164053044803,0,0,0,0,null,null,21.488552327748781,429.77104655497561,null,0,250,0,0,0,68.498164053044803,429.77104655497561,-361.27288250193078,11290.774467228037,-354.04742485189217,-361.27288250193078,361.27288250193078,null,0,0,0,0.28226936168070094,14.5,1]
["2010-01-02T14:45:00",11.342740270017666,37.816696060238897,0,0,0,0,null,null,18.197938623572192,363.95877247144381,null,0,250,0,0,0,37.816696060238897,363.95877247144381,-326.14207641120493,11644.82189207993,-319.61923488298083,-326.14207641120493,326.14207641120493,null,0,0,0,0.29112054730199827,14.75,1]
["2010-01-02T15:00:00",12.412810167005572,41.384309096796578,0,0,0,0,null,null,10.840799591370558,216.81599182741115,null,0,250,0,0,0,41.384309096796578,216.81599182741115,-175.43168273061457,11964.441126962911,-171.92304907600229,-175.43168273061457,175.43168273061457,null,0,0,0,0.29911102817407276,15,1]
["2010-01-02T15:15:00",10.058655875213265,33.535558687961029,0,0,0,0,null,null,8.866894994600484,177.33789989200969,null,0,250,0,0,0,33.535558687961029,177.33789989200969,-143.80234120404867,12136.364176038913,-140.92629437996769,-143.80234120404867,143.80234120404867,null,0,0,0,0.3034091044009728,15.25,1]
["2010-01-02T15:30:00",17.977172953410207,59.935894626669629,0,0,0,0,null,null,11.1470524534421,222.94104906884201,null,0,250,0,0,0,59.935894626669629,222.94104906884201,-163.00515444217237,12277.29047041888,-159.74505135332893,-163.00515444217237,163.00515444217237,null,0,0,0,0.306932261760472,15.5,1]
["2010-01-02T15:45:00",47.029569250918811,156.79658388256331,0,0,0,0,null,null,8.8634748592851853,177.2694971857037,null,0,250,0,0,0,156.79658388256331,177.2694971857037,-20.472913303140388,12437.03552177221,-20.063455037077578,-20.472913303140388,20.472913303140388,null,0,0,0,0.31092588804430521,15.75,1]
["2010-01-02T16:00:00",23.969564536055959,79.914528163210562,0,0,0,0,null,null,5.3941408285215893,107.88281657043179,null,0,250,0,0,0,79.914528163210562,107.88281657043179,-27.968288407221223,12457.098976809288,-27.408922639076799,-27.968288407221223,27.968288407221223,null,0,0,0,0.31142747442023222,16,1]
["2010-01-02T16:15:00",11.6102583922883,38.70860147988919,0,0,0,0,null,null,2.5641188773509529,51.28237754701906,null,0,250,0,0,0,38.70860147988919,51.28237754701906,-12.57377606712987,12484.507899448365,-12.322300545787273,-12.57377606712987,12.57377606712987,null,0,0,0,0.31211269748620912,16.25,1]
["2010-01-02T16:30:00",11.931279142053588,39.778884659606668,0,0,0,0,null,null,0.2444513394152622,4.8890267883052445,null,0,250,0,0,0,39.778884659606668,4.8890267883052445,34.889857871301423,12496.830199994152,35.601895787042267,34.889857871301423,0,null,0,0,0,0.31242075499985378,16.5,1]
["2010-01-02T16:45:00",10.861208646890004,36.211269628731273,0,0,0,0,null,null,0,0,null,0,250,0,0,0,36.211269628731273,0,36.211269628731273,12461.22830420711,36.950275131358445,36.211269628731273,0,null,0,0,0,0.31153070760517776,16.75,1]
["2010-01-02T17:00:00",12.145292443518725,40.492405006691428,0,0,0,0,null,null,0,0,null,0,250,0,0,0,40.492405006691428,0,40.492405006691428,12424.278029075753,41.318780619072889,40.492405006691428,0,null,0,0,0,0.31060695072689382,17,1]
["2010-01-02T17:15:00",13.161858915444396,43.881637624091617,0,0,0,0,null,null,0,0,null,0,250,0,0,0,43.881637624091617,0,43.881637624091617,12382.95924845668,44.777181249073081,43.881637624091617,0,null,0,0,0,0.30957398121141699,17.25,1]
["2010-01-02T17:30:00",23.862556489580133,79.557763336260166,0,0,0,0,null,null,0,0,null,0,250,0,0,0,79.557763336260166,0,79.557763336260166,12338.182067207606,81.181391159449149,79.557763336260166,0,null,0,0,0,0.30845455168019015,17.5,1]
["2010-01-02T17:45:00",12.680327292316731,42.276211192583979,0,0,0,0,null,null,0,0,null,0,250,0,0,0,42.276211192583979,0,42.276211192583979,12257.000676048157,43.138991012840798,42.276211192583979,0,null,0,0,0,0.30642501690120394,17.75,1]
["2010-01-02T18:00:00",12.680327491708626,42.276211857356557,0,0,0,0,null,null,0,0,null,0,250,0,0,0,42.276211857356557,0,42.276211857356557,12213.861685035317,43.138991691180159,42.276211857356557,0,null,0,0,0,0.30534654212588291,18,1]
["2010-01-02T18:15:00",18.886732774603303,62.968367070527414,0,0,0,0,null,null,0,0,null,0,250,0,0,0,62.968367070527414,0,62.968367070527414,12170.722693344138,64.253435786252467,62.968367070527414,0,null,0,0,0,0.30426806733360345,18.25,1]
["2010-01-02T18:30:00",28.624368099443167,95.433643243543514,0,0,0,0,null,null,0,0,null,0,250,0,0,0,95.433643243543514,0,95.433643243543514,12106.469257557885,97.381268615860733,95.433643243543514,0,null,0,0,0,0.30266173143894715,18.5,1]
["2010-01-02T18:45:00",41.304695391759914,137.70985443612756,0,0,0,0,null,null,0,0,null,0,250,0,0,0,137.70985443612756,0,137.70985443612756,12009.087988942025,140.52025962870158,137.70985443612756,0,null,0,0,0,0.30022719972355061,18.75,1]
["2010-01-02T19:00:00",58.425812945998715,194.79166036195971,0,0,0,0,null,null,0,0,null,0,250,0,0,0,194.79166036195971,0,194.79166036195971,11868.567729313323,198.76700036934665,194.79166036195971,0,null,0,0,0,0.29671419323283305,19,1]
["2010-01-02T19:15:00",74.583867253982191,248.66261342477662,0,0,0,0,null,null,0,0,null,0,250,0,0,0,248.66261342477662,0,248.66261342477662,11669.800728943976,253.73736063752716,248.66261342477662,0,null,0,0,0,0.29174501822359938,19.25,1]
["2010-01-02T19:30:00",25.628172308120313,85.44432647527313,0,0,0,0,null,null,0,0,null,0,250,0,0,0,85.44432647527313,0,85.44432647527313,11416.063368306448,87.18808824007462,85.44432647527313,0,null,0,0,0,0.28540158420766121,19.5,1]
["2010-01-02T19:45:00",23.648543387506884,78.844243653947956,0,0,0,0,null,null,0,0,null,0,250,0,0,0,78.844243653947956,0,78.844243653947956,11328.875280066373,80.453309850967301,78.844243653947956,0,null,0,0,0,0.28322188200165932,19.75,1]
["2010-01-02T20:00:00",27.554298003063394,91.866029542213354,0,0,0,0,null,null,0,0,null,0,250,0,0,0,91.866029542213354,0,91.866029542213354,11248.421970215406,93.740846471646279,91.866029542213354,0,null,0,0,0,0.28121054925538513,20,1]
["2010-01-02T20:15:00",30.443487143653694,101.49858613694143,0,0,0,0,null,null,0,0,null,0,250,0,0,0,101.49858613694143,0,101.49858613694143,11154.68112374376,103.56998585402187,101.49858613694143,0,null,0,0,0,0.27886702809359398,20.25,1]
["2010-01-02T20:30:00",30.496989970540245,101.67696456178118,0,0,0,0,null,null,0,0,null,0,250,0,0,0,101.67696456178118,0,101.67696456178118,11051.111137889739,103.75200465487875,101.67696456178118,0,null,0,0,0,0.27627777844724344,20.5,1]
["2010-01-02T20:45:00",27.875318952220578,92.936313386703404,0,0,0,0,null,null,0,0,null,0,250,0,0,0,92.936313386703404,0,92.936313386703404,10947.359133234861,94.832972843574908,92.936313386703404,0,null,0,0,0,0.27368397833087155,20.75,1]
["2010-01-02T21:00:00",31.085528842576156,103.63915316114891,0,0,0,0,null,null,0,0,null,0,250,0,0,0,103.63915316114891,0,103.63915316114891,10852.526160391286,105.7542379195397,103.63915316114891,0,null,0,0,0,0.27131315400978212,21,1]
["2010-01-02T21:15:00",26.484228504859281,88.298417835200851,0,0,0,0,null,null,0,0,null,0,250,0,0,0,88.298417835200851,0,88.298417835200851,10746.771922471746,90.100426362449852,88.298417835200851,0,null,0,0,0,0.26866929806179363,21.25,1]
["2010-01-02T21:30:00",30.978521394276019,103.28239032851624,0,0,0,0,null,null,0,0,null,0,250,0,0,0,103.28239032851624,0,103.28239032851624,10656.671496109297,105.39019421277168,103.28239032851624,0,null,0,0,0,0.26641678740273245,21.5,1]
["2010-01-02T21:45:00",55.376113530221716,184.6239625097592,0,0,0,0,null,null,0,0,null,0,250,0,0,0,184.6239625097592,0,184.6239625097592,10551.281301896524,188.39179847934611,184.6239625097592,0,null,0,0,0,0.26378203254741311,21.75,1]
["2010-01-02T22:00:00",31.032025218122037,103.46077207721888,0,0,0,0,null,null,0,0,null,0,250,0,0,0,103.46077207721888,0,103.46077207721888,10362.889503417178,105.57221640532539,103.46077207721888,0,null,0,0,0,0.25907223758542941,22,1]
["2010-01-02T22:15:00",73.085769358320775,243.66795504064146,0,0,0,0,null,null,0,0,null,0,250,0,0,0,243.66795504064146,0,243.66795504064146,10257.317287011852,248.64077044963415,243.66795504064146,0,null,0,0,0,0.25643293217529628,22.25,1]
["2010-01-02T22:30:00",90.099879264867525,300.39299746906835,0,0,0,0,null,null,0,0,null,0,250,0,0,0,300.39299746906835,0,300.39299746906835,10008.676516562218,306.52346680517178,300.39299746906835,0,null,0,0,0,0.25021691291405546,22.5,1]
["2010-01-02T22:45:00",69.768552617840712,232.60835442788093,0,0,0,0,null,null,0,0,null,0,250,0,0,0,232.60835442788093,0,232.60835442788093,9702.1530497570457,237.35546370191932,232.60835442788093,0,null,0,0,0,0.24255382624392616,22.75,1]
["2010-01-02T23:00:00",37.131422853324679,123.79616379298449,0,0,0,0,null,null,0,0,null,0,250,0,0,0,123.79616379298449,0,123.79616379298449,9464.7975860551269,126.3226161152903,123.79616379298449,0,null,0,0,0,0.23661993965137815,23,1]
["2010-01-02T23:15:00",97.643872168236953,325.54466980890203,0,0,0,0,null,null,0,0,null,0,250,0,0,0,325.54466980890203,0,325.54466980890203,9338.4749699398362,332.1884385805123,325.54466980890203,0,null,0,0,0,0.2334618742484959,23.25,1]
["2010-01-02T23:30:00",47.832121225027969,159.47229216424324,0,0,0,0,null,null,0,0,null,0,250,0,0,0,159.47229216424324,0,159.47229216424324,9006.2865313593247,162.72682873902372,159.47229216424324,0,null,0,0,0,0.22515716328398314,23.5,1]
["2010-01-02T23:45:00",13.803900813758757,46.022205313071694,0,0,0,0,null,null,0,0,null,0,250,0,0,0,46.022205313071694,0,46.022205313071694,8843.5597026203013,46.961433992930303,46.022205313071694,0,null,0,0,0,0.22108899256550754,23.75,1]
["2010-01-03",14.606452987259814,48.697914259524225,0,0,0,{"$f":"F196*$G$2","v":0},null,null,0,0,null,0,250,0,0,0,48.697914259524225,0,48.697914259524225,8796.598268627371,49.691749244412478,48.697914259524225,0,null,0,0,0,{"$f":"U196*(1-bat_soc*0.01)/bat_cap_use/1000+bat_soc*0.01","v":0.21991495671568426},0,1]
["2010-01-03T00:15:00",15.623019658577375,{"$f":"B197*$C$2","v":52.087147541696972},114.15525114155253,{"$f":"D197*$E$2","v":380.47945205479459},228.49462365590202,761.57258064512143,null,null,0,{"$f":"IF(J197>(250*$J$2),250*$J$2*$K$2,J197 * $K$2)","v":0},null,{"$f":"$M$2*L197","v":0},250,{"$f":"N197*$O$2","v":0},{"$f":"J197*$K$2-K197","v":0},{"$f":"P197*$Q$2","v":0},{"$f":"C197+E197+G197+I197","v":1194.1391802416131},0,{"$f":"R197-S197","v":1194.1391802416131},8746.9065193829592,{"$f":"IF(T197>0,              IF((U197-T197/$W$2)>0,T197/$W$2,U197),    IF((U197-T197*$V$2)<($U$2),T197*$V$2,-$U$2+U197))","v":1218.5093675934827},{"$f":"IF(T197>0,IF((U197-T197/$W$2)>0,T197,U197*$W$2),IF((U197-T197*$V$2)<$U$2,T197,(-$U$2+U197)/$V$2))","v":1194.1391802416131},{"$f":"IF(W197<0,-W197,0)","v":0},null,{"$f":"IF(AA197>0,AA197,0)","v":0},{"$f":"T197-W197","v":0},{"$f":"IF(AA197<0,-AA197,0)","v":0},0.21867266298457397,{"$f":"MINUTE(A197)/60 + HOUR(A197)","v":0.25},{"$f":"MONTH(A197)","v":1}]
["2010-01-03T00:30:00",16.532579080986686,55.119618656009614,114.15525114155253,380.47945205479459,228.49462365590202,761.57258064512143,null,null,0,0,null,0,250,0,0,0,1197.1716513559256,{"$f":"K198+M198+O198+Q198","v":0},1197.1716513559256,{"$f":"U197-V197","v":7528.397151789477},1221.6037258733936,1197.1716513559256,0,null,0,0,0,0.18820992879473691,0.5,1]
["2010-01-03T00:45:00",14.552949960981369,48.519535169911883,114.15525114155253,380.47945205479459,228.49462365590202,761.57258064512143,null,null,0,0,null,0,250,0,0,0,1190.571567869828,0,1190.571567869828,6306.7934259160829,1214.868946805947,1190.571567869828,0,null,0,0,0,0.15766983564790207,0.75,1]
["2010-01-03T01:00:00",16.318564782562071,54.406094985061948,114.15525114155253,380.47945205479459,228.49462365590202,761.57258064512143,null,null,0,0,null,0,250,0,0,0,1196.4581276849781,0,1196.4581276849781,5091.9244791101355,1220.8756404948756,1196.4581276849781,0,null,0,0,0,0.1272981119777534,1,1]
["2010-01-03T01:15:00",12.145292642910626,40.492405671464027,114.15525114155253,380.47945205479459,228.49462365590202,761.57258064512143,null,null,0,0,null,0,250,0,0,0,1182.54443837138,0,1182.54443837138,3871.0488386152601,1206.677998338143,1182.54443837138,0,null,0,0,0,9.6776220965381493E-2,1.25,1]
["2010-01-03T01:30:00",15.301998709420193,51.016863697206922,114.15525114155253,380.47945205479459,228.49462365590202,761.57258064512143,null,null,0,0,null,0,250,0,0,0,1193.0688963971229,0,1193.0688963971229,2664.3708402771172,1217.4172412215539,1193.0688963971229,0,null,0,0,0,6.6609271006927928E-2,1.5,1]
["2010-01-03T01:45:00",13.536383489055705,45.130302552511722,114.15525114155253,380.47945205479459,228.49462365590202,761.57258064512143,null,null,0,0,null,0,250,0,0,0,1187.1823352524277,0,1187.1823352524277,1446.9535990555632,1211.4105461759466,1187.1823352524277,0,null,0,0,0,3.617383997638908E-2,1.75,1]
["2010-01-03T02:00:00",12.573320442192268,41.919450354269024,114.15525114155253,380.47945205479459,228.49462365590202,761.57258064512143,null,null,0,0,null,0,250,0,0,0,1183.971483054185,0,1183.971483054185,235.54305287961665,235.54305287961665,230.83219182202433,0,null,953.13929123216064,953.13929123216064,0,5.8885763219904165E-3,2,1]
["2010-01-03T02:15:00",14.606453186651709,48.697914924296803,114.15525114155253,380.47945205479459,228.49462365590202,761.57258064512143,null,null,0,0,null,0,250,0,0,0,1190.7499476242128,0,1190.7499476242128,0,0,0,0,null,1190.7499476242128,1190.7499476242128,0,0,2.25,1]
["2010-01-03T02:30:00",12.733830517987071,42.454590946968899,114.15525114155253,380.47945205479459,228.49462365590202,761.57258064512143,null,null,0,0,null,0,250,0,0,0,1184.5066236468849,0,1184.5066236468849,0,0,0,0,null,1184.5066236468849,1184.5066236468849,0,0,2.5,1]
["2010-01-03T02:45:00",16.211557932437614,54.049334146747007,114.15525114155253,380.47945205479459,228.49462365590202,761.57258064512143,null,null,0,0,null,0,250,0,0,0,1196.101366846663,0,1196.101366846663,0,0,0,0,null,1196.101366846663,1196.101366846663,0,0,2.75,1]
["2010-01-03T03:00:00",12.038285593394269,40.135644168376494,114.15525114155253,380.47945205479459,228.49462365590202,761.57258064512143,null,null,0,0,null,0,250,0,0,0,1182.1876768682926,0,1182.1876768682926,0,0,0,0,null,1182.1876768682926,1182.1876768682926,0,0,3,1]
["2010-01-03T03:15:00",15.783529734372179,52.622288134396847,114.15525114155253,380.47945205479459,228.49462365590202,761.57258064512143,null,null,0,0,null,0,250,0,0,0,1194.6743208343128,0,1194.6743208343128,0,0,0,0,null,1194.6743208343128,1194.6743208343128,0,0,3.25,1]
["2010-01-03T03:30:00",11.396244692039371,37.995079803259266,114.15525114155253,380.47945205479459,228.49462365590202,761.57258064512143,null,null,0,0,null,0,250,0,0,0,1180.0471125031754,0,1180.0471125031754,0,0,0,0,null,1180.0471125031754,1180.0471125031754,0,0,3.5,1]
["2010-01-03T03:45:00",12.947845813371153,43.168117941779421,114.15525114155253,380.47945205479459,228.49462365590202,761.57258064512143,null,null,0,0,null,0,250,0,0,0,1185.2201506416955,0,1185.2201506416955,0,0,0,0,null,1185.2201506416955,1185.2201506416955,0,0,3.75,1]
["2010-01-03T04:00:00",13.64339033918017,45.487063390826691,114.15525114155253,380.47945205479459,228.49462365590202,761.57258064512143,null,null,0,0,null,0,250,0,0,0,1187.5390960907428,0,1187.5390960907428,0,0,0,0,null,1187.5390960907428,1187.5390960907428,0,0,4,1]
["2010-01-03T04:15:00",11.610258591680195,38.708602144661768,114.15525114155253,380.47945205479459,228.49462365590202,761.57258064512143,null,null,0,0,null,0,250,0,0,0,1180.7606348445779,0,1180.7606348445779,0,0,0,0,null,1180.7606348445779,1180.7606348445779,0,0,4.25,1]
["2010-01-03T04:30:00",13.268866762528333,44.238401786269463,114.15525114155253,380.47945205479459,228.49462365590202,761.57258064512143,null,null,0,0,null,0,250,0,0,0,1186.2904344861854,0,1186.2904344861854,0,0,0,0,null,1186.2904344861854,1186.2904344861854,0,0,4.5,1]
["2010-01-03T04:45:00",12.091789018456499,40.314024587533972,114.15525114155253,380.47945205479459,228.49462365590202,761.57258064512143,null,null,0,0,null,0,250,0,0,0,1182.3660572874501,0,1182.3660572874501,0,0,0,0,null,1182.3660572874501,1182.3660572874501,0,0,4.75,1]
["2010-01-03T05:00:00",13.322369988198673,44.416781540654377,114.15525114155253,380.47945205479459,228.49462365590202,761.57258064512143,null,null,0,0,null,0,250,0,0,0,1186.4688142405703,0,1186.4688142405703,0,0,0,0,null,1186.4688142405703,1186.4688142405703,0,0,5,1]
["2010-01-03T05:15:00",11.128726968552529,37.10317571315413,114.15525114155253,380.47945205479459,228.49462365590202,761.57258064512143,null,null,0,0,null,0,250,0,0,0,1179.1552084130701,0,1179.1552084130701,0,0,0,0,null,1179.1552084130701,1179.1552084130701,0,0,5.25,1]
["2010-01-03T05:30:00",12.894341790133232,42.989735528304195,114.15525114155253,380.47945205479459,228.49462365590202,761.57258064512143,null,null,0,0,null,0,250,0,0,0,1185.0417682282202,0,1185.0417682282202,0,0,0,0,null,1185.0417682282202,1185.0417682282202,0,0,5.5,1]
["2010-01-03T05:45:00",12.412810366397464,41.384309761569142,114.15525114155253,380.47945205479459,228.49462365590202,761.57258064512143,null,null,0,0,null,0,250,0,0,0,1183.4363424614853,0,1183.4363424614853,0,0,0,0,null,1183.4363424614853,1183.4363424614853,0,0,5.75,1]
["2010-01-03T06:00:00",12.198796666148535,40.670788084939218,114.15525114155253,380.47945205479459,228.49462365590202,761.57258064512143,null,null,0,0,null,0,250,0,0,0,1182.7228207848552,0,1182.7228207848552,0,0,0,0,null,1182.7228207848552,1182.7228207848552,0,0,6,1]
["2010-01-03T06:15:00",13.803901411934438,46.022207307389415,0,0,0,0,null,null,0,0,null,0,250,0,0,0,46.022207307389415,0,46.022207307389415,0,0,0,0,null,46.022207307389415,46.022207307389415,0,0,6.25,1]
["2010-01-03T06:30:00",11.61025799350451,38.708600150344033,0,0,0,0,null,null,0,0,null,0,250,0,0,0,38.708600150344033,0,38.708600150344033,0,0,0,0,null,38.708600150344033,38.708600150344033,0,0,6.5,1]
["2010-01-03T06:45:00",12.840838963246689,42.811357103464466,0,0,0,0,null,null,0,0,null,0,250,0,0,0,42.811357103464466,0,42.811357103464466,0,0,0,0,null,42.811357103464466,42.811357103464466,0,0,6.75,1]
["2010-01-03T07:00:00",11.663761817350533,38.886981899046681,0,0,0,0,null,null,0,0,null,0,250,0,0,0,38.886981899046681,0,38.886981899046681,0,0,0,0,null,38.886981899046681,38.886981899046681,0,0,7,1]
["2010-01-03T07:15:00",13.429376638931238,44.773541714196746,0,0,0,0,null,null,0,0,null,0,250,0,0,0,44.773541714196746,0,44.773541714196746,0,0,0,0,null,44.773541714196746,44.773541714196746,0,0,7.25,1]
["2010-01-03T07:30:00",11.931279540837373,39.778885989151803,0,0,0,0,null,null,0,0,null,0,250,0,0,0,39.778885989151803,0,39.778885989151803,0,0,0,0,null,39.778885989151803,39.778885989151803,0,0,7.5,1]
["2010-01-03T07:45:00",11.984782766507713,39.957265743536716,0,0,0,0,null,null,1.7549027064817153E-2,0.35098054129634304,null,0,250,0,0,0,39.957265743536716,0.35098054129634304,39.606285202240372,0,0,0,0,null,39.606285202240372,39.606285202240372,0,0,7.75,1]
["2010-01-03T08:00:00",17.977173152802099,59.935895291442201,0,0,0,0,null,null,0.7036217572744633,14.072435145489266,null,0,250,0,0,0,59.935895291442201,14.072435145489266,45.863460145952935,0,0,0,0,null,45.863460145952935,45.863460145952935,0,0,8,1]
["2010-01-03T08:15:00",13.857403441253414,46.20058307313888,0,0,0,0,null,null,1.9076187733170809,38.152375466341617,null,0,250,0,0,0,46.20058307313888,38.152375466341617,8.0482076067972628,0,0,0,0,null,8.0482076067972628,8.0482076067972628,0,0,8.25,1]
["2010-01-03T08:30:00",72.443727659398292,241.52738801643392,0,0,0,0,null,null,3.3761167029050201,67.522334058100398,null,0,250,0,0,0,241.52738801643392,67.522334058100398,174.00505395833352,0,0,0,0,null,174.00505395833352,174.00505395833352,0,0,8.5,1]
["2010-01-03T08:45:00",99.409487388601448,331.43123095359721,0,0,0,0,null,null,5.5418901363267388,110.83780272653478,null,0,250,0,0,0,331.43123095359721,110.83780272653478,220.59342822706242,0,0,0,0,null,220.59342822706242,220.59342822706242,0,0,8.75,1]
["2010-01-03T09:00:00",35.151793533927474,117.1960796421142,0,0,0,0,null,null,9.605071333493127,192.10142666986255,null,0,250,0,0,0,117.1960796421142,192.10142666986255,-74.905347027748348,0,-73.407240087193387,-74.905347027748348,74.905347027748348,null,0,0,0,0,9,1]
["2010-01-03T09:15:00",25.200144508838651,84.017281792468069,0,0,0,0,null,null,14.542245941548074,290.84491883096149,null,0,250,0,0,0,84.017281792468069,290.84491883096149,-206.82763703849344,73.407240087193387,-202.69108429772356,-206.82763703849344,206.82763703849344,null,0,0,0,1.8351810021798346E-3,9.25,1]
["2010-01-03T09:30:00",55.215603454426905,184.08882191705931,0,0,0,0,null,null,18.621463738401545,372.42927476803089,null,0,250,0,0,0,184.08882191705931,372.42927476803089,-188.34045285097159,276.09832438491696,-184.57364379395216,-188.34045285097159,188.34045285097159,null,0,0,0,6.9024581096229247E-3,9.5,1]
["2010-01-03T09:45:00",32.209102164626294,107.38514661686406,0,0,0,0,null,null,25.866004726695348,517.32009453390697,null,0,250,0,0,0,107.38514661686406,517.32009453390697,-409.9349479170429,460.67196817886912,-401.73624895870205,-409.9349479170429,409.9349479170429,null,0,0,0,1.1516799204471727E-2,9.75,1]
["2010-01-03T10:00:00",24.451095959791726,81.519953929945615,0,0,0,0,null,null,27.022006157840856,540.44012315681709,null,0,250,0,0,0,81.519953929945615,540.44012315681709,-458.92016922687151,862.40821713757123,-449.74176584233408,-458.92016922687151,458.92016922687151,null,0,0,0,2.1560205428439283E-2,10,1]
["2010-01-03T10:15:00",78.596629118446955,262.04116148090213,0,0,0,0,null,null,31.198355403347346,623.96710806694693,null,0,250,0,0,0,262.04116148090213,623.96710806694693,-361.9259465860448,1312.1499829799054,-354.68742765432393,-361.9259465860448,361.9259465860448,null,0,0,0,3.2803749574497637E-2,10.25,1]
["2010-01-03T10:30:00",34.937780033070439,116.48255863025685,0,0,0,0,null,null,52.979594065839514,1059.5918813167902,null,0,250,0,0,0,116.48255863025685,1059.5918813167902,-943.10932268653346,1666.8374106342294,-924.24713623280275,-943.10932268653346,943.10932268653346,null,0,0,0,4.1670935265855732E-2,10.5,1]
["2010-01-03T10:45:00",20.973368545341188,69.925210730167521,0,0,0,0,null,null,47.19958748996612,943.99174979932241,null,0,250,0,0,0,69.925210730167521,943.99174979932241,-874.06653906915494,2591.0845468670323,-856.58520828777182,-874.06653906915494,874.06653906915494,null,0,0,0,6.4777113671675809E-2,10.75,1]
["2010-01-03T11:00:00",25.307151558355017,84.374043295555623,0,0,0,0,null,null,40.477906831988037,809.55813663976073,null,0,250,0,0,0,84.374043295555623,809.55813663976073,-725.18409334420517,3447.6697551548041,-710.68041147732106,-725.18409334420517,725.18409334420517,null,0,0,0,8.6191743878870103E-2,11,1]
["2010-01-03T11:15:00",22.792487190767908,75.990152294020206,0,0,0,0,null,null,38.585819735369327,771.7163947073866,null,0,250,0,0,0,75.990152294020206,771.7163947073866,-695.72624241336644,4158.3501666321254,-681.81171756509912,-695.72624241336644,695.72624241336644,null,0,0,0,0.10395875416580312,11.25,1]
["2010-01-03T11:30:00",13.001347842690125,43.346493707528879,0,0,0,0,null,null,34.525374343481069,690.5074868696214,null,0,250,0,0,0,43.346493707528879,690.5074868696214,-647.1609931620925,4840.1618841972249,-634.2177732988506,-647.1609931620925,647.1609931620925,null,0,0,0,0.12100404710493062,11.5,1]
["2010-01-03T11:45:00",16.960607279052116,56.546664668359753,0,0,0,0,null,null,39.330266152007837,786.60532304015669,null,0,250,0,0,0,56.546664668359753,786.60532304015669,-730.05865837179692,5474.3796574960752,-715.45748520436098,-730.05865837179692,730.05865837179692,null,0,0,0,0.13685949143740189,11.75,1]
["2010-01-03T12:00:00",26.591235354983731,88.655178673515763,0,0,0,0,null,null,42.581282201106298,851.62564402212593,null,0,250,0,0,0,88.655178673515763,851.62564402212593,-762.97046534861011,6189.8371427004358,-747.7110560416379,-762.97046534861011,762.97046534861011,null,0,0,0,0.1547459285675109,12,1]
["2010-01-03T12:15:00",17.22812460375517,57.43856742891974,0,0,0,0,null,null,39.012574684445006,780.25149368890015,null,0,250,0,0,0,57.43856742891974,780.25149368890015,-722.81292625998037,6937.5481987420735,-708.35666773478079,-722.81292625998037,722.81292625998037,null,0,0,0,0.17343870496855182,12.25,1]
["2010-01-03T12:30:00",100.69357138462208,335.71236699632999,0,0,0,0,null,null,46.31529562741423,926.3059125482846,null,0,250,0,0,0,335.71236699632999,926.3059125482846,-590.59354555195455,7645.9048664768543,-578.78167464091541,-590.59354555195455,590.59354555195455,null,0,0,0,0.19114762166192137,12.5,1]
["2010-01-03T12:45:00",103.90378067680199,346.41520477645781,0,0,0,0,null,null,22.002786594374751,440.05573188749503,null,0,250,0,0,0,346.41520477645781,440.05573188749503,-93.640527111037215,8224.6865411177696,-91.767716568816468,-93.640527111037215,93.640527111037215,null,0,0,0,0.20561716352794424,12.75,1]
["2010-01-03T13:00:00",25.360654983417248,84.552423714713115,0,0,0,0,null,null,29.592038047464992,591.84076094929981,null,0,250,0,0,0,84.552423714713115,591.84076094929981,-507.28833723458672,8316.4542576865861,-497.14257048989498,-507.28833723458672,507.28833723458672,null,0,0,0,0.20791135644216466,13,1]
["2010-01-03T13:15:00",20.224319796902357,67.427882202872453,0,0,0,0,null,null,33.045601059248717,660.91202118497438,null,0,250,0,0,0,67.427882202872453,660.91202118497438,-593.48413898210197,8813.5968281764817,-581.61445620245991,-593.48413898210197,593.48413898210197,null,0,0,0,0.22033992070441205,13.25,1]
["2010-01-03T13:30:00",20.652347795575896,68.854927550450043,0,0,0,0,null,null,55.469063318898897,1109.3812663779779,null,0,250,0,0,0,68.854927550450043,1109.3812663779779,-1040.526338827528,9395.2112843789419,-1019.7158120509774,-1040.526338827528,1040.526338827528,null,0,0,0,0.23488028210947354,13.5,1]
["2010-01-03T13:45:00",24.665109061864971,82.233473612257811,0,0,0,0,null,null,24.320109391725573,486.40218783451144,null,0,250,0,0,0,82.233473612257811,486.40218783451144,-404.16871422225364,10414.927096429919,-396.08533993780856,-404.16871422225364,404.16871422225364,null,0,0,0,0.260373177410748,13.75,1]
["2010-01-03T14:00:00",33.707199661503942,112.37980367145414,0,0,0,0,null,null,34.732481805506971,694.64963611013945,null,0,250,0,0,0,112.37980367145414,694.64963611013945,-582.26983243868528,10811.012436367728,-570.62443578991156,-582.26983243868528,582.26983243868528,null,0,0,0,0.27027531090919321,14,1]
["2010-01-03T14:15:00",92.561040606176221,308.59850938099152,0,0,0,0,null,null,59.44666515771911,1188.9333031543822,null,0,250,0,0,0,308.59850938099152,1188.9333031543822,-880.33479377339063,11381.63687215764,-862.72809789792279,-880.33479377339063,880.33479377339063,null,0,0,0,0.28454092180394097,14.25,1]
["2010-01-03T14:30:00",15.730026508701838,52.443908380011933,0,0,0,0,null,null,45.32878065545443,906.57561310908864,null,0,250,0,0,0,52.443908380011933,906.57561310908864,-854.13170472907666,12244.364970055563,-837.04907063449514,-854.13170472907666,854.13170472907666,null,0,0,0,0.30610912425138909,14.5,1]
["2010-01-03T14:45:00",13.910908660842692,46.378969475249534,0,0,0,0,null,null,40.961664485705832,819.23328971411661,null,0,250,0,0,0,46.378969475249534,819.23328971411661,-772.8543202388671,13081.414040690059,-757.39723383408977,-772.8543202388671,772.8543202388671,null,0,0,0,0.32703535101725145,14.75,1]
["2010-01-03T15:00:00",17.54914515412856,58.508849943864618,0,0,0,0,null,null,30.327744111049249,606.55488222098495,null,0,250,0,0,0,58.508849943864618,606.55488222098495,-548.04603227712028,13838.811274524149,-537.08511163157789,-548.04603227712028,548.04603227712028,null,0,0,0,0.34597028186310369,15,1]
["2010-01-03T15:15:00",13.7503981862641,45.843827553004509,0,0,0,0,null,null,23.922235237399548,478.44470474799095,null,0,250,0,0,0,45.843827553004509,478.44470474799095,-432.60087719498642,14375.896386155726,-423.94885965108671,-432.60087719498642,432.60087719498642,null,0,0,0,0.35939740965389311,15.25,1]
["2010-01-03T15:30:00",16.158054906159162,53.870955057134644,0,0,0,0,null,null,24.973352924774723,499.46705849549448,null,0,250,0,0,0,53.870955057134644,499.46705849549448,-445.59610343835982,14799.845245806813,-436.68418136959264,-445.59610343835982,445.59610343835982,null,0,0,0,0.36999613114517033,15.5,1]
["2010-01-03T15:45:00",16.853600030143863,56.189902500499642,0,0,0,0,null,null,14.927351738560052,298.54703477120103,null,0,250,0,0,0,56.189902500499642,298.54703477120103,-242.35713227070138,15236.529427176405,-237.50998962528735,-242.35713227070138,242.35713227070138,null,0,0,0,0.38091323567941016,15.75,1]
["2010-01-03T16:00:00",16.372068407016194,54.584476068991989,0,0,0,{"$f":"F260*$G$2","v":0},null,null,4.615341013576181,92.30682027152362,null,0,250,0,0,0,54.584476068991989,92.30682027152362,-37.72234420253163,15474.039416801692,-36.967897318481,-37.72234420253163,37.72234420253163,null,0,0,0,{"$f":"U260*(1-bat_soc*0.01)/bat_cap_use/1000+bat_soc*0.01","v":0.38685098542004231},16,1]
["2010-01-03T16:15:00",14.124921762915939,{"$f":"B261*$C$2","v":47.092489157561744},0,{"$f":"D261*$E$2","v":0},0,0,null,null,1.7340741945727356,{"$f":"IF(J261>(250*$J$2),250*$J$2*$K$2,J261 * $K$2)","v":34.681483891454711},null,{"$f":"$M$2*L261","v":0},250,{"$f":"N261*$O$2","v":0},{"$f":"J261*$K$2-K261","v":0},{"$f":"P261*$Q$2","v":0},{"$f":"C261+E261+G261+I261","v":47.092489157561744},34.681483891454711,{"$f":"R261-S261","v":12.411005266107033},15511.007314120174,{"$f":"IF(T261>0,              IF((U261-T261/$W$2)>0,T261/$W$2,U261),    IF((U261-T261*$V$2)<($U$2),T261*$V$2,-$U$2+U261))","v":12.664291087864319},{"$f":"IF(T261>0,IF((U261-T261/$W$2)>0,T261,U261*$W$2),IF((U261-T261*$V$2)<$U$2,T261,(-$U$2+U261)/$V$2))","v":12.411005266107033},{"$f":"IF(W261<0,-W261,0)","v":0},null,{"$f":"IF(AA261>0,AA261,0)","v":0},{"$f":"T261-W261","v":0},{"$f":"IF(AA261<0,-AA261,0)","v":0},0.38777518285300439,{"$f":"MINUTE(A261)/60 + HOUR(A261)","v":16.25},{"$f":"MONTH(A261)","v":1}]
["2010-01-03T16:30:00",13.536383489055703,45.130302552511715,0,0,0,0,null,null,0.14159686029841226,2.8319372059682451,null,0,250,0,0,0,45.130302552511715,{"$f":"K262+M262+O262+Q262","v":2.8319372059682451},42.29836534654347,{"$f":"U261-V261","v":15498.34302303231},43.161597292391299,42.29836534654347,0,null,0,0,0,0.38745857557580776,16.5,1]
["2010-01-03T16:45:00",36.810401904167477,122.72587994849437,0,0,0,0,null,null,0,0,null,0,250,0,0,0,122.72587994849437,0,122.72587994849437,15455.181425739918,125.2304897433616,122.72587994849437,0,null,0,0,0,0.38637953564349792,16.75,1]
["2010-01-03T17:00:00",16.211557932437604,54.049334146746972,0,0,0,0,null,null,0,0,null,0,250,0,0,0,54.049334146746972,0,54.049334146746972,15329.950935996556,55.152381782394869,54.049334146746972,0,null,0,0,0,0.38324877339991387,17,1]
["2010-01-03T17:15:00",34.081724235115239,113.62846859987421,0,0,0,0,null,null,0,0,null,0,250,0,0,0,113.62846859987421,0,113.62846859987421,15274.798554214161,115.94741693864715,113.62846859987421,0,null,0,0,0,0.38186996385535404,17.25,1]
["2010-01-03T17:30:00",23.755550038239445,79.201003827490311,0,0,0,0,null,null,0,0,null,0,250,0,0,0,79.201003827490311,0,79.201003827490311,15158.851137275515,80.81735084437787,79.201003827490311,0,null,0,0,0,0.37897127843188788,17.5,1]
["2010-01-03T17:45:00",22.792487190767915,75.990152294020234,0,0,0,0,null,null,0,0,null,0,250,0,0,0,75.990152294020234,0,75.990152294020234,15078.033786431137,77.540971728592083,75.990152294020234,0,null,0,0,0,0.37695084466077844,17.75,1]
["2010-01-03T18:00:00",23.006501289800635,76.703675300195314,0,0,0,0,null,null,0,0,null,0,250,0,0,0,76.703675300195314,0,76.703675300195314,15000.492814702544,78.269056428770725,76.703675300195314,0,null,0,0,0,0.3750123203675636,18,1]
["2010-01-03T18:15:00",26.805249254624567,89.368701014918301,0,0,0,0,null,null,0,0,null,0,250,0,0,0,89.368701014918301,0,89.368701014918301,14922.223758273773,91.192552056039091,89.368701014918301,0,null,0,0,0,0.37305559395684429,18.25,1]
["2010-01-03T18:30:00",40.448639593804728,134.85576440574496,0,0,0,0,null,null,0,0,null,0,250,0,0,0,134.85576440574496,0,134.85576440574496,14831.031206217733,137.60792286300506,134.85576440574496,0,null,0,0,0,0.37077578015544332,18.5,1]
["2010-01-03T18:45:00",25.200144309446767,84.017281127695526,0,0,0,0,null,null,0,0,null,0,250,0,0,0,84.017281127695526,0,84.017281127695526,14693.423283354728,85.731919518056657,84.017281127695526,0,null,0,0,0,0.36733558208386818,18.75,1]
["2010-01-03T19:00:00",25.146640884384535,83.838900708538048,0,0,0,0,null,null,0,0,null,0,250,0,0,0,83.838900708538048,0,83.838900708538048,14607.691363836671,85.549898682181677,83.838900708538048,0,null,0,0,0,0.36519228409591675,19,1]
["2010-01-03T19:15:00",31.406549392949554,104.70943567609382,0,0,0,0,null,null,0,0,null,0,250,0,0,0,104.70943567609382,0,104.70943567609382,14522.141465154489,106.84636293478961,104.70943567609382,0,null,0,0,0,0.36305353662886219,19.25,1]
["2010-01-03T19:30:00",31.5135566418578,105.0661978439539,0,0,0,0,null,null,0,0,null,0,250,0,0,0,105.0661978439539,0,105.0661978439539,14415.295102219699,107.21040596321826,105.0661978439539,0,null,0,0,0,0.36038237755549252,19.5,1]
["2010-01-03T19:45:00",33.493185562471226,111.66628066527907,0,0,0,0,null,null,0,0,null,0,250,0,0,0,111.66628066527907,0,111.66628066527907,14308.084696256481,113.94518435232558,111.66628066527907,0,null,0,0,0,0.357702117406412,19.75,1]
["2010-01-03T20:00:00",33.814206112844609,112.73656318022392,0,0,0,0,null,null,0,0,null,0,250,0,0,0,112.73656318022392,0,112.73656318022392,14194.139511904155,115.03730936757543,112.73656318022392,0,null,0,0,0,0.35485348779760384,20,1]
["2010-01-03T20:15:00",37.184926677170679,123.97454554168705,0,0,0,0,null,null,0,0,null,0,250,0,0,0,123.97454554168705,0,123.97454554168705,14079.10220253658,126.50463830784393,123.97454554168705,0,null,0,0,0,0.35197755506341449,20.25,1]
["2010-01-03T20:30:00",41.572212915854848,138.60175786146007,0,0,0,0,null,null,0,0,null,0,250,0,0,0,138.60175786146007,0,138.60175786146007,13952.597564228736,141.43036516475519,138.60175786146007,0,null,0,0,0,0.34881493910571837,20.5,1]
["2010-01-03T20:45:00",38.522514098253531,128.43406200357728,0,0,0,0,null,null,0,0,null,0,250,0,0,0,128.43406200357728,0,128.43406200357728,13811.167199063981,131.05516530977275,128.43406200357728,0,null,0,0,0,0.34527917997659952,20.75,1]
["2010-01-03T21:00:00",38.522513500077842,128.43406000925953,0,0,0,0,null,null,0,0,null,0,250,0,0,0,128.43406000925953,0,128.43406000925953,13680.112033754209,131.05516327475462,128.43406000925953,0,null,0,0,0,0.3420028008438552,21,1]
["2010-01-03T21:15:00",39.80659769549036,132.71519671676486,0,0,0,0,null,null,0,0,null,0,250,0,0,0,132.71519671676486,0,132.71519671676486,13549.056870479455,135.42367011914783,132.71519671676486,0,null,0,0,0,0.33872642176198636,21.25,1]
["2010-01-03T21:30:00",38.736527798502451,129.14758368020716,0,0,0,0,null,null,0,0,null,0,250,0,0,0,129.14758368020716,0,129.14758368020716,13413.633200360307,131.78324865327261,129.14758368020716,0,null,0,0,0,0.33534083000900766,21.5,1]
["2010-01-03T21:45:00",39.485576546941282,131.64491220750224,0,0,0,0,null,null,0,0,null,0,250,0,0,0,131.64491220750224,0,131.64491220750224,13281.849951707034,134.33154306887985,131.64491220750224,0,null,0,0,0,0.33204624879267586,21.75,1]
["2010-01-03T22:00:00",39.967108170068954,133.2503386390099,0,0,0,0,null,null,0,0,null,0,250,0,0,0,133.2503386390099,0,133.2503386390099,13147.518408638154,135.96973330511213,133.2503386390099,0,null,0,0,0,0.32868796021595387,22,1]
["2010-01-03T22:15:00",40.662653892229329,135.56928807669257,0,0,0,0,null,null,0,0,null,0,250,0,0,0,135.56928807669257,0,135.56928807669257,13011.548675333042,138.33600824152305,135.56928807669257,0,null,0,0,0,0.32528871688332606,22.25,1]
["2010-01-03T22:30:00",30.818011318481211,102.74724973581637,0,0,0,0,null,null,0,0,null,0,250,0,0,0,102.74724973581637,0,102.74724973581637,12873.212667091519,104.8441323834861,102.74724973581637,0,null,0,0,0,0.32183031667728795,22.5,1]
["2010-01-03T22:45:00",27.928822576674698,93.114694470633438,0,0,0,0,null,null,0,0,null,0,250,0,0,0,93.114694470633438,0,93.114694470633438,12768.368534708032,95.01499435778922,93.114694470633438,0,null,0,0,0,0.31920921336770081,22.75,1]
["2010-01-03T23:00:00",114.06944400031537,380.30752629705148,0,0,0,0,null,null,0,0,null,0,250,0,0,0,380.30752629705148,0,380.30752629705148,12673.353540350243,388.06890438474642,380.30752629705148,0,null,0,0,0,0.31683383850875607,23,1]
["2010-01-03T23:15:00",87.478208645331648,291.65234762353572,0,0,0,0,null,null,0,0,null,0,250,0,0,0,291.65234762353572,0,291.65234762353572,12285.284635965496,297.60443635054668,291.65234762353572,0,null,0,0,0,0.30713211589913736,23.25,1]
["2010-01-03T23:30:00",44.300891183082783,147.699171204398,0,0,0,0,null,null,0,0,null,0,250,0,0,0,147.699171204398,0,147.699171204398,11987.68019961495,150.71344000448775,147.699171204398,0,null,0,0,0,0.29969200499037374,23.5,1]
["2010-01-03T23:45:00",113.15988437851418,377.27505451796628,0,0,0,0,null,null,0,0,null,0,250,0,0,0,377.27505451796628,0,377.27505451796628,11836.966759610463,384.97454542649621,377.27505451796628,0,null,0,0,0,0.29592416899026158,23.75,1]
["2010-01-04",50.721310365618294,169.1048487589714,0,0,0,0,null,null,0,0,null,0,250,0,0,0,169.1048487589714,0,169.1048487589714,11451.992214183967,172.55596812139939,169.1048487589714,0,null,0,0,0,0.2862998053545992,0,1]
["2010-01-04T00:15:00",21.45490016846885,71.530637161675145,114.15525114155253,380.47945205479459,228.49462365590202,761.57258064512143,null,null,0,0,null,0,250,0,0,0,1213.5826698615911,0,1213.5826698615911,11279.436246062567,1238.3496631240725,1213.5826698615911,0,null,0,0,0,0.28198590615156416,0.25,1]
["2010-01-04T00:30:00",23.381025664020044,77.952339563842827,114.15525114155253,380.47945205479459,228.49462365590202,761.57258064512143,null,null,0,0,null,0,250,0,0,0,1220.0043722637588,0,1220.0043722637588,10041.086582938495,1244.9024206773049,1220.0043722637588,0,null,0,0,0,0.25102716457346236,0.5,1]
["2010-01-04T00:45:00",17.602649177366477,58.687232357339838,114.15525114155253,380.47945205479459,228.49462365590202,761.57258064512143,null,null,0,0,null,0,250,0,0,0,1200.7392650572558,0,1200.7392650572558,8796.1841622611901,1225.244148017608,1200.7392650572558,0,null,0,0,0,0.21990460405652976,0.75,1]
["2010-01-04T01:00:00",17.228124005579485,57.438565434602005,114.15525114155253,380.47945205479459,228.49462365590202,761.57258064512143,null,null,0,0,null,0,250,0,0,0,1199.490598134518,0,1199.490598134518,7570.9400142435825,1223.9699980964469,1199.490598134518,0,null,0,0,0,0.18927350035608956,1,1]
["2010-01-04T01:15:00",15.623019857969268,52.087148206469543,114.15525114155253,380.47945205479459,228.49462365590202,761.57258064512143,null,null,0,0,null,0,250,0,0,0,1194.1391809063855,0,1194.1391809063855,6346.9700161471355,1218.509368271822,1194.1391809063855,0,null,0,0,0,0.15867425040367841,1.25,1]
["2010-01-04T01:30:00",14.713460634951854,49.054677756929486,114.15525114155253,380.47945205479459,228.49462365590202,761.57258064512143,null,null,0,0,null,0,250,0,0,0,1191.1067104568456,0,1191.1067104568456,5128.460647875314,1215.4150106702507,1191.1067104568456,0,null,0,0,0,0.12821151619688284,1.5,1]
["2010-01-04T01:45:00",17.014110504722453,56.725044422744659,114.15525114155253,380.47945205479459,228.49462365590202,761.57258064512143,null,null,0,0,null,0,250,0,0,0,1198.7770771226606,0,1198.7770771226606,3913.045637205063,1223.2419154312863,1198.7770771226606,0,null,0,0,0,9.7826140930126565E-2,1.75,1]
["2010-01-04T02:00:00",14.552949562197584,48.519533840366748,114.15525114155253,380.47945205479459,228.49462365590202,761.57258064512143,null,null,0,0,null,0,250,0,0,0,1190.5715665402827,0,1190.5715665402827,2689.8037217737765,1214.868945449268,1190.5715665402827,0,null,0,0,0,6.7245093044344409E-2,2,1]
["2010-01-04T02:15:00",15.89053698328043,52.979050302256958,114.15525114155253,380.47945205479459,228.49462365590202,761.57258064512143,null,null,0,0,null,0,250,0,0,0,1195.0310830021731,0,1195.0310830021731,1474.9347763245084,1219.419472451197,1195.0310830021731,0,null,0,0,0,3.6873369408112706E-2,2.25,1]
["2010-01-04T02:30:00",15.997543833404894,53.33581114057192,114.15525114155253,380.47945205479459,228.49462365590202,761.57258064512143,null,null,0,0,null,0,250,0,0,0,1195.3878438404879,0,1195.3878438404879,255.5153038733115,255.5153038733115,250.40499779584525,0,null,944.98284604464266,944.98284604464266,0,6.3878825968327873E-3,2.5,1]
["2010-01-04T02:45:00",14.98097756087112,49.946579187944316,114.15525114155253,380.47945205479459,228.49462365590202,761.57258064512143,null,null,0,0,null,0,250,0,0,0,1191.9986118878603,0,1191.9986118878603,0,0,0,0,null,1191.9986118878603,1191.9986118878603,0,0,2.75,1]
["2010-01-04T03:00:00",15.997544032796785,53.335811805344484,114.15525114155253,380.47945205479459,228.49462365590202,761.57258064512143,null,null,0,0,null,0,250,0,0,0,1195.3878445052605,0,1195.3878445052605,0,0,0,0,null,1195.3878445052605,1195.3878445052605,0,0,3,1]
["2010-01-04T03:15:00",15.141487437274026,50.481719115871606,114.15525114155253,380.47945205479459,228.49462365590202,761.57258064512143,null,null,0,0,null,0,250,0,0,0,1192.5337518157876,0,1192.5337518157876,0,0,0,0,null,1192.5337518157876,1192.5337518157876,0,0,3.25,1]
["2010-01-04T03:30:00",15.08798461038748,50.303340691031856,114.15525114155253,380.47945205479459,228.49462365590202,761.57258064512143,null,null,0,0,null,0,250,0,0,0,1192.355373390948,0,1192.355373390948,0,0,0,0,null,1192.355373390948,1192.355373390948,0,0,3.5,1]
["2010-01-04T03:45:00",11.877775318207568,39.600502910904034,114.15525114155253,380.47945205479459,228.49462365590202,761.57258064512143,null,null,0,0,null,0,250,0,0,0,1181.65253561082,0,1181.65253561082,0,0,0,0,null,1181.65253561082,1181.65253561082,0,0,3.75,1]
["2010-01-04T04:00:00",14.713459837384278,49.05467509783918,114.15525114155253,380.47945205479459,228.49462365590202,761.57258064512143,null,null,0,0,null,0,250,0,0,0,1191.1067077977552,0,1191.1067077977552,0,0,0,0,null,1191.1067077977552,1191.1067077977552,0,0,4,1]
["2010-01-04T04:15:00",11.824272491321015,39.422124486064263,114.15525114155253,380.47945205479459,228.49462365590202,761.57258064512143,null,null,0,0,null,0,250,0,0,0,1181.4741571859804,0,1181.4741571859804,0,0,0,0,null,1181.4741571859804,1181.4741571859804,0,0,4.25,1]
["2010-01-04T04:30:00",13.26886576556886,44.238398462406579,114.15525114155253,380.47945205479459,228.49462365590202,761.57258064512143,null,null,0,0,null,0,250,0,0,0,1186.2904311623226,0,1186.2904311623226,0,0,0,0,null,1186.2904311623226,1186.2904311623226,0,0,4.5,1]
["2010-01-04T04:45:00",16.211558131829499,54.04933481151955,114.15525114155253,380.47945205479459,228.49462365590202,761.57258064512143,null,null,0,0,null,0,250,0,0,0,1196.1013675114355,0,1196.1013675114355,0,0,0,0,null,1196.1013675114355,1196.1013675114355,0,0,4.75,1]
["2010-01-04T05:00:00",12.198795868580962,40.670785425848926,114.15525114155253,380.47945205479459,228.49462365590202,761.57258064512143,null,null,0,0,null,0,250,0,0,0,1182.7228181257649,0,1182.7228181257649,0,0,0,0,null,1182.7228181257649,1182.7228181257649,0,0,5,1]
["2010-01-04T05:15:00",13.75039798687221,45.843826888231952,114.15525114155253,380.47945205479459,228.49462365590202,761.57258064512143,null,null,0,0,null,0,250,0,0,0,1187.8958595881479,0,1187.8958595881479,0,0,0,0,null,1187.8958595881479,1187.8958595881479,0,0,5.25,1]
["2010-01-04T05:30:00",12.145292443518731,40.492405006691449,114.15525114155253,380.47945205479459,228.49462365590202,761.57258064512143,null,null,0,0,null,0,250,0,0,0,1182.5444377066074,0,1182.5444377066074,0,0,0,0,null,1182.5444377066074,1182.5444377066074,0,0,5.5,1]
["2010-01-04T05:45:00",12.626824664822077,42.097833432516808,114.15525114155253,380.47945205479459,228.49462365590202,761.57258064512143,null,null,0,0,null,0,250,0,0,0,1184.1498661324329,0,1184.1498661324329,0,0,0,0,null,1184.1498661324329,1184.1498661324329,0,0,5.75,1]
["2010-01-04T06:00:00",11.770768866866888,39.243743402134207,114.15525114155253,380.47945205479459,228.49462365590202,761.57258064512143,null,null,0,0,null,0,250,0,0,0,1181.2957761020502,0,1181.2957761020502,0,0,0,0,null,1181.2957761020502,1181.2957761020502,0,0,6,1]
["2010-01-04T06:15:00",11.984782367723927,39.957264413991574,0,0,0,0,null,null,0,0,null,0,250,0,0,0,39.957264413991574,0,39.957264413991574,0,0,0,0,null,39.957264413991574,39.957264413991574,0,0,6.25,1]
["2010-01-04T06:30:00",11.98478216833203,39.957263749218988,0,0,0,0,null,null,0,0,null,0,250,0,0,0,39.957263749218988,0,39.957263749218988,0,0,0,0,null,39.957263749218988,39.957263749218988,0,0,6.5,1]
["2010-01-04T06:45:00",11.128726968552529,37.10317571315413,0,0,0,0,null,null,0,0,null,0,250,0,0,0,37.10317571315413,0,37.10317571315413,0,0,0,0,null,37.10317571315413,37.10317571315413,0,0,6.75,1]
["2010-01-04T07:00:00",11.663761617958642,38.88698123427411,0,0,0,0,null,null,0,0,null,0,250,0,0,0,38.88698123427411,0,38.88698123427411,0,0,0,0,null,38.88698123427411,38.88698123427411,0,0,7,1]
["2010-01-04T07:15:00",11.98478216833203,39.957263749218988,0,0,0,0,null,null,0,0,null,0,250,0,0,0,39.957263749218988,0,39.957263749218988,0,0,0,0,null,39.957263749218988,39.957263749218988,0,0,7.25,1]
["2010-01-04T07:30:00",11.449747917709709,38.173459557644172,0,0,0,0,null,null,0,0,null,0,250,0,0,0,38.173459557644172,0,38.173459557644172,0,0,0,0,null,38.173459557644172,38.173459557644172,0,0,7.5,1]
["2010-01-04T07:45:00",11.503251542163836,38.351840641574228,0,0,0,0,null,null,5.9434124305042975E-3,0.11886824861008595,null,0,250,0,0,0,38.351840641574228,0.11886824861008595,38.232972392964143,0,0,0,0,null,38.232972392964143,38.232972392964143,0,0,7.75,1]
["2010-01-04T08:00:00",17.228124803147065,57.438568093692318,0,0,0,{"$f":"F324*$G$2","v":0},null,null,0.83122651819375604,16.62453036387512,null,0,250,0,0,0,57.438568093692318,16.62453036387512,40.814037729817201,0,0,0,0,null,40.814037729817201,40.814037729817201,0,{"$f":"U324*(1-bat_soc*0.01)/bat_cap_use/1000+bat_soc*0.01","v":0},8,1]
["2010-01-04T08:15:00",12.787335139400668,{"$f":"B325*$C$2","v":42.632975354761825},0,{"$f":"D325*$E$2","v":0},0,0,null,null,2.5689298503712834,{"$f":"IF(J325>(250*$J$2),250*$J$2*$K$2,J325 * $K$2)","v":51.378597007425668},null,{"$f":"$M$2*L325","v":0},250,{"$f":"N325*$O$2","v":0},{"$f":"J325*$K$2-K325","v":0},{"$f":"P325*$Q$2","v":0},{"$f":"C325+E325+G325+I325","v":42.632975354761825},51.378597007425668,{"$f":"R325-S325","v":-8.7456216526638428},0,{"$f":"IF(T325>0,              IF((U325-T325/$W$2)>0,T325/$W$2,U325),    IF((U325-T325*$V$2)<($U$2),T325*$V$2,-$U$2+U325))","v":-8.5707092196105652},{"$f":"IF(T325>0,IF((U325-T325/$W$2)>0,T325,U325*$W$2),IF((U325-T325*$V$2)<$U$2,T325,(-$U$2+U325)/$V$2))","v":-8.7456216526638428},{"$f":"IF(W325<0,-W325,0)","v":8.7456216526638428},null,{"$f":"IF(AA325>0,AA325,0)","v":0},{"$f":"T325-W325","v":0},{"$f":"IF(AA325<0,-AA325,0)","v":0},0,{"$f":"MINUTE(A325)/60 + HOUR(A325)","v":8.25},{"$f":"MONTH(A325)","v":1}]
["2010-01-04T08:30:00",11.770769066258785,39.243744066906793,0,0,0,0,null,null,6.0381879092950843,120.76375818590168,null,0,250,0,0,0,39.243744066906793,{"$f":"K326+M326+O326+Q326","v":120.76375818590168},-81.520014118994879,{"$f":"U325-V325","v":8.5707092196105652},-79.889613836614984,-81.520014118994879,81.520014118994879,null,0,0,0,2.1426773049026412E-4,8.5,1]
["2010-01-04T08:45:00",15.248494885574177,50.83848194850431,0,0,0,0,null,null,5.8232521549432708,116.46504309886541,null,0,250,0,0,0,50.83848194850431,116.46504309886541,-65.626561150361098,88.460323056225548,-64.314029927353872,-65.626561150361098,65.626561150361098,null,0,0,0,2.2115080764056384E-3,8.75,1]
["2010-01-04T09:00:00",37.612955274019917,125.40159288358241,0,0,0,0,null,null,20.155692505247472,403.11385010494945,null,0,250,0,0,0,125.40159288358241,403.11385010494945,-277.71225722136705,152.77435298357943,-272.15801207693971,-277.71225722136705,277.71225722136705,null,0,0,0,3.8193588245894858E-3,9,1]
["2010-01-04T09:15:00",34.67026310715115,115.59065719924193,0,0,0,0,null,null,28.459977367825221,569.19954735650447,null,0,250,0,0,0,115.59065719924193,569.19954735650447,-453.60889015726252,424.93236506051915,-444.53671235411724,-453.60889015726252,453.60889015726252,null,0,0,0,1.0623309126512978E-2,9.25,1]
["2010-01-04T09:30:00",16.318565181345864,54.406096314607112,0,0,0,0,null,null,35.211298807133886,704.22597614267772,null,0,250,0,0,0,54.406096314607112,704.22597614267772,-649.81987982807061,869.46907741463633,-636.82348223150916,-649.81987982807061,649.81987982807061,null,0,0,0,2.1736726935365908E-2,9.5,1]
["2010-01-04T09:45:00",12.680328089884306,42.276213851674278,0,0,0,0,null,null,41.43668146744983,828.7336293489966,null,0,250,0,0,0,42.276213851674278,828.7336293489966,-786.45741549732236,1506.2925596461455,-770.72826718737588,-786.45741549732236,786.45741549732236,null,0,0,0,3.7657313991153636E-2,9.75,1]
["2010-01-04T10:00:00",11.770768866866891,39.243743402134214,0,0,0,0,null,null,47.152085501864399,943.041710037288,null,0,250,0,0,0,39.243743402134214,943.041710037288,-903.79796663515378,2277.0208268335214,-885.72200730245072,-903.79796663515378,903.79796663515378,null,0,0,0,5.6925520670838031E-2,10,1]
["2010-01-04T10:15:00",16.479075456532559,54.941237572079551,0,0,0,0,null,null,52.758806323487235,1055.1761264697448,null,0,250,0,0,0,54.941237572079551,1055.1761264697448,-1000.2348888976652,3162.7428341359719,-980.23019111971189,-1000.2348888976652,1000.2348888976652,null,0,0,0,7.90685708533993E-2,10.25,1]
["2010-01-04T10:30:00",34.402745184272426,114.69875244436427,0,0,0,0,null,null,57.815266824021109,1156.3053364804223,null,0,250,0,0,0,114.69875244436427,1156.3053364804223,-1041.6065840360579,4142.9730252556838,-1020.7744523553367,-1041.6065840360579,1041.6065840360579,null,0,0,0,0.1035743256313921,10.5,1]
["2010-01-04T10:45:00",23.59503936426897,78.665861240472751,0,0,0,0,null,null,62.280047169444686,1245.6009433888937,null,0,250,0,0,0,78.665861240472751,1245.6009433888937,-1166.9350821484209,5163.7474776110203,-1143.5963805054523,-1166.9350821484209,1166.9350821484209,null,0,0,0,0.12909368694027551,10.75,1]
["2010-01-04T11:00:00",20.759354246916583,69.211687059219884,0,0,0,0,null,null,66.082842121143045,1321.6568424228608,null,0,250,0,0,0,69.211687059219884,1321.6568424228608,-1252.4451553636409,6307.3438581164728,-1227.3962522563681,-1252.4451553636409,1252.4451553636409,null,0,0,0,0.1576835964529118,11,1]
["2010-01-04T11:15:00",21.722417692563806,72.422540587007731,0,0,0,0,null,null,69.200853821251599,1384.017076425032,null,0,250,0,0,0,72.422540587007731,1384.017076425032,-1311.5945358380243,7534.7401103728407,-1285.3626451212638,-1311.5945358380243,1311.5945358380243,null,0,0,0,0.18836850275932102,11.25,1]
["2010-01-04T11:30:00",111.07324820899252,370.3182095287811,0,0,0,0,null,null,71.563018175290622,1431.2603635058124,null,0,250,0,0,0,370.3182095287811,1431.2603635058124,-1060.9421539770312,8820.1027554941047,-1039.7233108974906,-1060.9421539770312,1060.9421539770312,null,0,0,0,0.22050256888735262,11.5,1]
["2010-01-04T11:45:00",97.162340545109288,323.93924337739435,0,0,0,0,null,null,73.457005397821661,1469.1401079564332,null,0,250,0,0,0,323.93924337739435,1469.1401079564332,-1145.2008645790388,9859.8260663915953,-1122.2968472874579,-1145.2008645790388,1145.2008645790388,null,0,0,0,0.24649565165978987,11.75,1]
["2010-01-04T12:00:00",67.788923697227304,226.00827160655584,0,0,0,0,null,null,74.595906855464662,1491.9181371092932,null,0,250,0,0,0,226.00827160655584,1491.9181371092932,-1265.9098655027374,10982.122913679053,-1240.5916681926826,-1265.9098655027374,1265.9098655027374,null,0,0,0,0.27455307284197639,12,1]
["2010-01-04T12:15:00",48.153141974793257,160.54257534396072,0,0,0,0,null,null,75.031402099608698,1500.6280419921741,null,0,250,0,0,0,160.54257534396072,1500.6280419921741,-1340.0854666482132,12222.714581871736,-1313.283757315249,-1340.0854666482132,1340.0854666482132,null,0,0,0,0.30556786454679341,12.25,1]
["2010-01-04T12:30:00",30.122465396928945,100.42829963336111,0,0,0,0,null,null,74.617947249116312,1492.3589449823262,null,0,250,0,0,0,100.42829963336111,1492.3589449823262,-1391.9306453489651,13535.998339186985,-1364.0920324419858,-1391.9306453489651,1391.9306453489651,null,0,0,0,0.33839995847967463,12.5,1]
["2010-01-04T12:45:00",38.89703807368916,129.68272493767967,0,0,0,0,null,null,73.370743659199974,1467.4148731839996,null,0,250,0,0,0,129.68272493767967,1467.4148731839996,-1337.7321482463199,14900.09037162897,-1310.9775052813934,-1337.7321482463199,1337.7321482463199,null,0,0,0,0.37250225929072428,12.75,1]
["2010-01-04T13:00:00",21.13387921931167,70.46035331718511,0,0,0,0,null,null,71.247226978604061,1424.9445395720813,null,0,250,0,0,0,70.46035331718511,1424.9445395720813,-1354.4841862548963,16211.067876910363,-1327.3945025297983,-1354.4841862548963,1354.4841862548963,null,0,0,0,0.40527669692275908,13,1]
["2010-01-04T13:15:00",26.216710781372434,87.406513745095694,0,0,0,0,null,null,68.443867292610946,1368.8773458522189,null,0,250,0,0,0,87.406513745095694,1368.8773458522189,-1281.4708321071232,17538.462379440163,-1255.8414154649806,-1281.4708321071232,1281.4708321071232,null,0,0,0,0.43846155948600407,13.25,1]
["2010-01-04T13:30:00",28.356850375956341,94.541739153438442,0,0,0,0,null,null,64.90745991596259,1298.1491983192518,null,0,250,0,0,0,94.541739153438442,1298.1491983192518,-1203.6074591658135,18794.303794905143,-1179.5353099824972,-1203.6074591658135,1203.6074591658135,null,0,0,0,0.46985759487262857,13.5,1]
["2010-01-04T13:45:00",25.521165856779632,85.087566966503289,0,0,0,0,null,null,60.784313326222694,1215.6862665244539,null,0,250,0,0,0,85.087566966503289,1215.6862665244539,-1130.5986995579506,19973.83910488764,-1107.9867255667916,-1130.5986995579506,1130.5986995579506,null,0,0,0,0.49934597762219102,13.75,1]
["2010-01-04T14:00:00",30.175969021383057,100.60668071729111,0,0,0,0,null,null,56.128386367690041,1122.5677273538008,null,0,250,0,0,0,100.60668071729111,1122.5677273538008,-1021.9610466365098,21081.825830454432,-1001.5218257037795,-1021.9610466365098,1021.9610466365098,null,0,0,0,0.52704564576136081,14,1]
["2010-01-04T14:15:00",36.48938115440221,121.65559676877697,0,0,0,0,null,null,51.329575031665783,1026.5915006333157,null,0,250,0,0,0,121.65559676877697,1026.5915006333157,-904.93590386453877,22083.347656158214,-886.83718578724802,-904.93590386453877,904.93590386453877,null,0,0,0,0.5520836914039553,14.25,1]
["2010-01-04T14:30:00",31.513556243074024,105.0661965144088,0,0,0,0,null,null,45.970243367256664,919.40486734513331,null,0,250,0,0,0,105.0661965144088,919.40486734513331,-814.33867083072448,22970.184841945462,-798.05189741410993,-814.33867083072448,814.33867083072448,null,0,0,0,0.57425462104863656,14.5,1]
["2010-01-04T14:45:00",29.105899722570843,97.039069675051195,0,0,0,0,null,null,39.995669963228664,799.91339926457329,null,0,250,0,0,0,97.039069675051195,799.91339926457329,-702.87432958952206,23768.23673935957,-688.81684299773156,-702.87432958952206,702.87432958952206,null,0,0,0,0.59420591848398929,14.75,1]
["2010-01-04T15:00:00",27.607801826909405,92.04441129091596,0,0,0,0,null,null,33.470076512465106,669.40153024930214,null,0,250,0,0,0,92.04441129091596,669.40153024930214,-577.3571189583862,24457.053582357301,-565.80997657921841,-577.3571189583862,577.3571189583862,null,0,0,0,0.61142633955893255,15,1]
["2010-01-04T15:15:00",29.694437797039186,99.001255615328645,0,0,0,0,null,null,26.983244667756864,539.66489335513734,null,0,250,0,0,0,99.001255615328645,539.66489335513734,-440.66363773980868,25022.863558936519,-431.8503649850125,-440.66363773980868,440.66363773980868,null,0,0,0,0.62557158897341303,15.25,1]
["2010-01-04T15:30:00",37.291933726687049,124.33130704477462,0,0,0,0,null,null,20.272850765816685,405.4570153163337,null,0,250,0,0,0,124.33130704477462,405.4570153163337,-281.12570827155906,25454.713923921532,-275.50319410612786,-281.12570827155906,281.12570827155906,null,0,0,0,0.63636784809803826,15.5,1]
["2010-01-04T15:45:00",34.93777983367854,116.48255796548426,0,0,0,0,null,null,10.914522218239366,218.29044436478733,null,0,250,0,0,0,116.48255796548426,218.29044436478733,-101.80788639930307,25730.21711802766,-99.771728671317007,-101.80788639930307,101.80788639930307,null,0,0,0,0.64325542795069146,15.75,1]
["2010-01-04T16:00:00",24.986130409805952,83.303758786293045,0,0,0,0,null,null,3.0924365809776897,61.848731619553796,null,0,250,0,0,0,83.303758786293045,61.848731619553796,21.455027166739249,25829.988846698976,21.892884864019642,21.455027166739249,0,null,0,0,0,0.64574972116747442,16,1]
["2010-01-04T16:15:00",26.377221654734821,87.941656996885897,0,0,0,0,null,null,1.447847955058668,28.956959101173361,null,0,250,0,0,0,87.941656996885897,28.956959101173361,58.984697895712536,25808.095961834955,60.188467240522996,58.984697895712536,0,null,0,0,0,0.64520239904587395,16.25,1]
["2010-01-04T16:30:00",51.363351466365074,171.24541378886116,0,0,0,0,null,null,0.13802093243289049,2.7604186486578097,null,0,250,0,0,0,171.24541378886116,2.7604186486578097,168.48499514020335,25747.907494594434,171.92346442877894,168.48499514020335,0,null,0,0,0,0.64369768736486077,16.5,1]
["2010-01-04T16:45:00",100.69357118523017,335.7123663315574,0,0,0,0,null,null,0,0,null,0,250,0,0,0,335.7123663315574,0,335.7123663315574,25575.984030165655,342.56363911383409,335.7123663315574,0,null,0,0,0,0.63939960075414137,16.75,1]
["2010-01-04T17:00:00",91.70498440943723,305.74441802106372,0,0,0,0,null,null,0,0,null,0,250,0,0,0,305.74441802106372,0,305.74441802106372,25233.420391051823,311.98410002149359,305.74441802106372,0,null,0,0,0,0.63083550977629554,17,1]
["2010-01-04T17:15:00",59.121358468767212,197.11060913486989,0,0,0,0,null,null,0,0,null,0,250,0,0,0,197.11060913486989,0,197.11060913486989,24921.436291030328,201.13327462741825,197.11060913486989,0,null,0,0,0,0.62303590727575819,17.25,1]
["2010-01-04T17:30:00",91.116445936185102,303.78223075124112,0,0,0,0,null,null,0,0,null,0,250,0,0,0,303.78223075124112,0,303.78223075124112,24720.303016402911,309.98186811351133,303.78223075124112,0,null,0,0,0,0.61800757541007278,17.5,1]
["2010-01-04T17:45:00",91.169949161855428,303.96061050562599,0,0,0,0,null,null,0,0,null,0,250,0,0,0,303.96061050562599,0,303.96061050562599,24410.3211482894,310.16388827104691,303.96061050562599,0,null,0,0,0,0.610258028707235,17.75,1]
["2010-01-04T18:00:00",34.563255459459114,115.23389370183669,0,0,0,0,null,null,0,0,null,0,250,0,0,0,115.23389370183669,0,115.23389370183669,24100.157260018354,117.5856058182007,115.23389370183669,0,null,0,0,0,0.60250393150045889,18,1]
["2010-01-04T18:15:00",32.476618891153656,108.27704738310629,0,0,0,0,null,null,0,0,null,0,250,0,0,0,108.27704738310629,0,108.27704738310629,23982.571654200154,110.48678304398601,108.27704738310629,0,null,0,0,0,0.59956429135500389,18.25,1]
["2010-01-04T18:30:00",66.825861049147647,222.79742073785826,0,0,0,0,null,null,0,0,null,0,250,0,0,0,222.79742073785826,0,222.79742073785826,23872.084871156167,227.34430687536559,222.79742073785826,0,null,0,0,0,0.59680212177890413,18.5,1]
["2010-01-04T18:45:00",36.489380955010304,121.65559610400436,0,0,0,0,null,null,0,0,null,0,250,0,0,0,121.65559610400436,0,121.65559610400436,23644.740564280801,124.13836337143302,121.65559610400436,0,null,0,0,0,0.59111851410701999,18.75,1]
["2010-01-04T19:00:00",35.95434630560419,119.87179058288437,0,0,0,0,null,null,0,0,null,0,250,0,0,0,119.87179058288437,0,119.87179058288437,23520.602200909369,122.31815365600447,119.87179058288437,0,null,0,0,0,0.58801505502273421,19,1]
["2010-01-04T19:15:00",37.23842990284102,124.15292529607196,0,0,0,0,null,null,0,0,null,0,250,0,0,0,124.15292529607196,0,124.15292529607196,23398.284047253364,126.68665846537955,124.15292529607196,0,null,0,0,0,0.58495710118133415,19.25,1]
["2010-01-04T19:30:00",36.542884778856319,121.83397785270697,0,0,0,0,null,null,0,0,null,0,250,0,0,0,121.83397785270697,0,121.83397785270697,23271.597388787985,124.3203855639867,121.83397785270697,0,null,0,0,0,0.58178993471969964,19.5,1]
["2010-01-04T19:45:00",68.270455320354955,227.61369803806343,0,0,0,0,null,null,0,0,null,0,250,0,0,0,227.61369803806343,0,227.61369803806343,23147.277003223997,232.25887554904432,227.61369803806343,0,null,0,0,0,0.57868192508060001,19.75,1]
["2010-01-04T20:00:00",37.719961326576787,125.75835106280701,0,0,0,0,null,null,0,0,null,0,250,0,0,0,125.75835106280701,0,125.75835106280701,22915.018127674954,128.32484802327247,125.75835106280701,0,null,0,0,0,0.57287545319187383,20,1]
["2010-01-04T20:15:00",49.383722545751645,164.64533096753598,0,0,0,0,null,null,0,0,null,0,250,0,0,0,164.64533096753598,0,164.64533096753598,22786.693279651681,168.00543976279181,164.64533096753598,0,null,0,0,0,0.56966733199129205,20.25,1]
["2010-01-04T20:30:00",39.271562846692355,130.93139053087231,0,0,0,0,null,null,0,0,null,0,250,0,0,0,130.93139053087231,0,130.93139053087231,22618.687839888891,133.60345972537991,130.93139053087231,0,null,0,0,0,0.56546719599722228,20.5,1]
["2010-01-04T20:45:00",36.168360404636914,120.58531358905947,0,0,0,0,null,null,0,0,null,0,250,0,0,0,120.58531358905947,0,120.58531358905947,22485.084380163513,123.04623835618314,120.58531358905947,0,null,0,0,0,0.56212710950408784,20.75,1]
["2010-01-04T21:00:00",32.63712976451604,108.81219063489648,0,0,0,0,null,null,0,0,null,0,250,0,0,0,108.81219063489648,0,108.81219063489648,22362.03814180733,111.03284758662906,108.81219063489648,0,null,0,0,0,0.55905095354518319,21,1]
["2010-01-04T21:15:00",34.081724235115239,113.62846859987421,0,0,0,0,null,null,0,0,null,0,250,0,0,0,113.62846859987421,0,113.62846859987421,22251.0052942207,115.94741693864715,113.62846859987421,0,null,0,0,0,0.55627513235551751,21.25,1]
["2010-01-04T21:30:00",33.974717185598884,113.27170709678668,0,0,0,0,null,null,0,0,null,0,250,0,0,0,113.27170709678668,0,113.27170709678668,22135.057877282052,115.58337458855785,113.27170709678668,0,null,0,0,0,0.55337644693205135,21.5,1]
["2010-01-04T21:45:00",32.423115665483316,108.09866762872137,0,0,0,0,null,null,0,0,null,0,250,0,0,0,108.09866762872137,0,108.09866762872137,22019.474502693494,110.30476288645038,108.09866762872137,0,null,0,0,0,0.55048686256733736,21.75,1]
["2010-01-04T22:00:00",33.279171463438509,110.95275765910399,0,0,0,0,null,null,0,0,null,0,250,0,0,0,110.95275765910399,0,110.95275765910399,21909.169739807043,113.21709965214694,110.95275765910399,0,null,0,0,0,0.54772924349517604,22,1]
["2010-01-04T22:15:00",33.065157563797683,110.23923531770149,0,0,0,0,null,null,0,0,null,0,250,0,0,0,110.23923531770149,0,110.23923531770149,21795.952640154897,112.48901563030763,110.23923531770149,0,null,0,0,0,0.54489881600387247,22.25,1]
["2010-01-04T22:30:00",34.616759083913252,115.41227478576678,0,0,0,0,null,null,0,0,null,0,250,0,0,0,115.41227478576678,0,115.41227478576678,21683.463624524589,117.76762733241509,115.41227478576678,0,null,0,0,0,0.5420865906131147,22.5,1]
["2010-01-04T22:45:00",29.212906572695303,97.395830513366136,0,0,0,0,null,null,0,0,null,0,250,0,0,0,97.395830513366136,0,97.395830513366136,21565.695997192175,99.383500523842997,97.395830513366136,0,null,0,0,0,0.53914239992980439,22.75,1]
["2010-01-04T23:00:00",27.393787927268587,91.330888949513465,0,0,0,0,null,null,0,0,null,0,250,0,0,0,91.330888949513465,0,91.330888949513465,21466.312496668332,93.194784642360673,91.330888949513465,0,null,0,0,0,0.53665781241670829,23,1]
["2010-01-04T23:15:00",24.237081661367117,80.806430258997977,0,0,0,0,null,null,0,0,null,0,250,0,0,0,80.806430258997977,0,80.806430258997977,21373.117712025971,82.455541080610189,80.806430258997977,0,null,0,0,0,0.53432794280064921,23.25,1]
["2010-01-04T23:30:00",22.845990815222038,76.168533377950283,0,0,0,0,null,null,0,0,null,0,250,0,0,0,76.168533377950283,0,76.168533377950283,21290.662170945361,77.72299324280641,76.168533377950283,0,null,0,0,0,0.53226655427363401,23.5,1]
["2010-01-04T23:45:00",24.504599185462069,81.698333684330535,0,0,0,0,null,null,0,0,null,0,250,0,0,0,81.698333684330535,0,81.698333684330535,21212.939177702556,83.36564661666381,81.698333684330535,0,null,0,0,0,0.53032347944256386,23.75,1]
["2010-01-05",23.755550835807028,79.201006486580638,0,0,0,{"$f":"F388*$G$2","v":0},null,null,0,0,null,0,250,0,0,0,79.201006486580638,0,79.201006486580638,21129.573531085891,80.817353557735345,79.201006486580638,0,null,0,0,0,{"$f":"U388*(1-bat_soc*0.01)/bat_cap_use/1000+bat_soc*0.01","v":0.5282393382771472},0,1]
["2010-01-05T00:15:00",26.75174563017044,{"$f":"B389*$C$2","v":89.190319930988252},114.15525114155253,{"$f":"D389*$E$2","v":380.47945205479459},228.49462365590202,761.57258064512143,null,null,0,{"$f":"IF(J389>(250*$J$2),250*$J$2*$K$2,J389 * $K$2)","v":0},null,{"$f":"$M$2*L389","v":0},250,{"$f":"N389*$O$2","v":0},{"$f":"J389*$K$2-K389","v":0},{"$f":"P389*$Q$2","v":0},{"$f":"C389+E389+G389+I389","v":1231.2423526309044},0,{"$f":"R389-S389","v":1231.2423526309044},21048.756177528154,{"$f":"IF(T389>0,              IF((U389-T389/$W$2)>0,T389/$W$2,U389),    IF((U389-T389*$V$2)<($U$2),T389*$V$2,-$U$2+U389))","v":1256.3697475825556},{"$f":"IF(T389>0,IF((U389-T389/$W$2)>0,T389,U389*$W$2),IF((U389-T389*$V$2)<$U$2,T389,(-$U$2+U389)/$V$2))","v":1231.2423526309044},{"$f":"IF(W389<0,-W389,0)","v":0},null,{"$f":"IF(AA389>0,AA389,0)","v":0},{"$f":"T389-W389","v":0},{"$f":"IF(AA389<0,-AA389,0)","v":0},0.52621890443820385,{"$f":"MINUTE(A389)/60 + HOUR(A389)","v":0.25},{"$f":"MONTH(A389)","v":1}]
["2010-01-05T00:30:00",25.093137459322303,83.660520289380557,114.15525114155253,380.47945205479459,228.49462365590202,761.57258064512143,null,null,0,0,null,0,250,0,0,0,1225.7125529892965,{"$f":"K390+M390+O390+Q390","v":0},1225.7125529892965,{"$f":"U389-V389","v":19792.386429945596},1250.7270948870373,1225.7125529892965,0,null,0,0,0,0.49480966074863991,0.5,1]
["2010-01-05T00:45:00",20.22431979690236,67.427882202872468,114.15525114155253,380.47945205479459,228.49462365590202,761.57258064512143,null,null,0,0,null,0,250,0,0,0,1209.4799149027886,0,1209.4799149027886,18541.659335058561,1234.1631784722333,1209.4799149027886,0,null,0,0,0,0.46354148337646406,0.75,1]
["2010-01-05T01:00:00",17.335130855703948,57.795326272916967,114.15525114155253,380.47945205479459,228.49462365590202,761.57258064512143,null,null,0,0,null,0,250,0,0,0,1199.847358972833,0,1199.847358972833,17307.496156586327,1224.334039768197,1199.847358972833,0,null,0,0,0,0.43268740391465815,1,1]
["2010-01-05T01:15:00",16.907103255814199,56.368282254884541,114.15525114155253,380.47945205479459,228.49462365590202,761.57258064512143,null,null,0,0,null,0,250,0,0,0,1198.4203149548007,0,1198.4203149548007,16083.16211681813,1222.877872402858,1198.4203149548007,0,null,0,0,0,0.40207905292045326,1.25,1]
["2010-01-05T01:30:00",15.783529534980284,52.622287469624268,114.15525114155253,380.47945205479459,228.49462365590202,761.57258064512143,null,null,0,0,null,0,250,0,0,0,1194.6743201695404,0,1194.6743201695404,14860.284244415272,1219.055428744429,1194.6743201695404,0,null,0,0,0,0.37150710611038179,1.5,1]
["2010-01-05T01:45:00",15.034480587149565,50.124958277556651,114.15525114155253,380.47945205479459,228.49462365590202,761.57258064512143,null,null,0,0,null,0,250,0,0,0,1192.1769909774725,0,1192.1769909774725,13641.228815670844,1216.5071336504823,1192.1769909774725,0,null,0,0,0,0.34103072039177107,1.75,1]
["2010-01-05T02:00:00",17.763159651945063,59.222374279584841,114.15525114155253,380.47945205479459,228.49462365590202,761.57258064512143,null,null,0,0,null,0,250,0,0,0,1201.2744069795008,0,1201.2744069795008,12424.721682020361,1225.7902112035722,1201.2744069795008,0,null,0,0,0,0.31061804205050902,2,1]
["2010-01-05T02:15:00",13.910908461450797,46.378968810476955,114.15525114155253,380.47945205479459,228.49462365590202,761.57258064512143,null,null,0,0,null,0,250,0,0,0,1188.4310015103929,0,1188.4310015103929,11198.931470816789,1212.6846954187683,1188.4310015103929,0,null,0,0,0,0.27997328677041977,2.25,1]
["2010-01-05T02:30:00",15.569516831690823,51.908769116857208,114.15525114155253,380.47945205479459,228.49462365590202,761.57258064512143,null,null,0,0,null,0,250,0,0,0,1193.9608018167733,0,1193.9608018167733,9986.2467753980218,1218.3273487926258,1193.9608018167733,0,null,0,0,0,0.24965616938495055,2.5,1]
["2010-01-05T02:45:00",14.820466687508743,49.411435936154149,114.15525114155253,380.47945205479459,228.49462365590202,761.57258064512143,null,null,0,0,null,0,250,0,0,0,1191.46346863607,0,1191.46346863607,8767.9194266053964,1215.779049628643,1191.46346863607,0,null,0,0,0,0.21919798566513493,2.75,1]
["2010-01-05T03:00:00",14.445943110856906,48.162774331596921,114.15525114155253,380.47945205479459,228.49462365590202,761.57258064512143,null,null,0,0,null,0,250,0,0,0,1190.2148070315129,0,1190.2148070315129,7552.140376976753,1214.5049051341969,1190.2148070315129,0,null,0,0,0,0.18880350942441881,3,1]
["2010-01-05T03:15:00",14.445943310248802,48.162774996369507,114.15525114155253,380.47945205479459,228.49462365590202,761.57258064512143,null,null,0,0,null,0,250,0,0,0,1190.2148076962856,0,1190.2148076962856,6337.6354718425564,1214.5049058125362,1190.2148076962856,0,null,0,0,0,0.15844088679606391,3.25,1]
["2010-01-05T03:30:00",14.178425187978167,47.270869576719207,114.15525114155253,380.47945205479459,228.49462365590202,761.57258064512143,null,null,0,0,null,0,250,0,0,0,1189.3229022766352,0,1189.3229022766352,5123.1305660300204,1213.5947982414646,1189.3229022766352,0,null,0,0,0,0.12807826415075049,3.5,1]
["2010-01-05T03:45:00",15.462509383390678,51.552006284224525,114.15525114155253,380.47945205479459,228.49462365590202,761.57258064512143,null,null,0,0,null,0,250,0,0,0,1193.6040389841405,0,1193.6040389841405,3909.5357677885559,1217.9633050858577,1193.6040389841405,0,null,0,0,0,9.773839419471389E-2,3.75,1]
["2010-01-05T04:00:00",12.840836969327746,42.811350455738705,114.15525114155253,380.47945205479459,228.49462365590202,761.57258064512143,null,null,0,0,null,0,250,0,0,0,1184.8633831556547,0,1184.8633831556547,2691.5724627026984,1209.0442685261783,1184.8633831556547,0,null,0,0,0,6.728931156756747E-2,4,1]
["2010-01-05T04:15:00",18.030676179080544,60.114274381054535,114.15525114155253,380.47945205479459,228.49462365590202,761.57258064512143,null,null,0,0,null,0,250,0,0,0,1202.1663070809705,0,1202.1663070809705,1482.5281941765202,1226.7003133479291,1202.1663070809705,0,null,0,0,0,3.7063204854413001E-2,4.25,1]
["2010-01-05T04:30:00",13.429375841363662,44.773539055106447,114.15525114155253,380.47945205479459,228.49462365590202,761.57258064512143,null,null,0,0,null,0,250,0,0,0,1186.8255717550223,0,1186.8255717550223,255.82788082859111,255.82788082859111,250.71132321201927,0,null,936.1142485430031,936.1142485430031,0,6.3956970207147777E-3,4.5,1]
["2010-01-05T04:45:00",12.840836969327746,42.811350455738705,114.15525114155253,380.47945205479459,228.49462365590202,761.57258064512143,null,null,0,0,null,0,250,0,0,0,1184.8633831556547,0,1184.8633831556547,0,0,0,0,null,1184.8633831556547,1184.8633831556547,0,0,4.75,1]
["2010-01-05T05:00:00",13.857403441253414,46.20058307313888,114.15525114155253,380.47945205479459,228.49462365590202,761.57258064512143,null,null,0,0,null,0,250,0,0,0,1188.2526157730549,0,1188.2526157730549,0,0,0,0,null,1188.2526157730549,1188.2526157730549,0,0,5,1]
["2010-01-05T05:15:00",13.750396989912737,45.843823564369067,114.15525114155253,380.47945205479459,228.49462365590202,761.57258064512143,null,null,0,0,null,0,250,0,0,0,1187.8958562642852,0,1187.8958562642852,0,0,0,0,null,1187.8958562642852,1187.8958562642852,0,0,5.25,1]
["2010-01-05T05:30:00",12.840836969327746,42.811350455738705,114.15525114155253,380.47945205479459,228.49462365590202,761.57258064512143,null,null,0,0,null,0,250,0,0,0,1184.8633831556547,0,1184.8633831556547,0,0,0,0,null,1184.8633831556547,1184.8633831556547,0,0,5.5,1]
["2010-01-05T05:45:00",12.840836969327746,42.811350455738705,114.15525114155253,380.47945205479459,228.49462365590202,761.57258064512143,null,null,0,0,null,0,250,0,0,0,1184.8633831556547,0,1184.8633831556547,0,0,0,0,null,1184.8633831556547,1184.8633831556547,0,0,5.75,1]
["2010-01-05T06:00:00",13.964411288337349,46.557347235316719,114.15525114155253,380.47945205479459,228.49462365590202,761.57258064512143,null,null,0,0,null,0,250,0,0,0,1188.6093799352327,0,1188.6093799352327,0,0,0,0,null,1188.6093799352327,1188.6093799352327,0,0,6,1]
["2010-01-05T06:15:00",16.051047059075234,53.514190894956833,0,0,0,0,null,null,0,0,null,0,250,0,0,0,53.514190894956833,0,53.514190894956833,0,0,0,0,null,53.514190894956833,53.514190894956833,0,0,6.25,1]
["2010-01-05T06:30:00",15.62301945918548,52.087146876924393,0,0,0,0,null,null,0,0,null,0,250,0,0,0,52.087146876924393,0,52.087146876924393,0,0,0,0,null,52.087146876924393,52.087146876924393,0,0,6.5,1]
["2010-01-05T06:45:00",14.927473936416995,49.76819810401426,0,0,0,0,null,null,0,0,null,0,250,0,0,0,49.76819810401426,0,49.76819810401426,0,0,0,0,null,49.76819810401426,49.76819810401426,0,0,6.75,1]
["2010-01-05T07:00:00",14.285431439926953,47.627628420716462,0,0,0,0,null,null,0,0,null,0,250,0,0,0,47.627628420716462,0,47.627628420716462,0,0,0,0,null,47.627628420716462,47.627628420716462,0,0,7,1]
["2010-01-05T07:15:00",13.322368393063517,44.416776222473764,0,0,0,0,null,null,0,0,null,0,250,0,0,0,44.416776222473764,0,44.416776222473764,0,0,0,0,null,44.416776222473764,44.416776222473764,0,0,7.25,1]
["2010-01-05T07:30:00",17.12111695606313,57.081803931514479,0,0,0,0,null,null,0,0,null,0,250,0,0,0,57.081803931514479,0,57.081803931514479,0,0,0,0,null,57.081803931514479,57.081803931514479,0,0,7.5,1]
["2010-01-05T07:45:00",17.549145353520455,58.508850608637196,0,0,0,0,null,null,1.1856424108952497E-3,2.3712848217904994E-2,null,0,250,0,0,0,58.508850608637196,2.3712848217904994E-2,58.485137760419292,0,0,0,0,null,58.485137760419292,58.485137760419292,0,0,7.75,1]
["2010-01-05T08:00:00",85.76609645124563,285.94416556845295,0,0,0,0,null,null,0.1394953846497613,2.789907692995226,null,0,250,0,0,0,285.94416556845295,2.789907692995226,283.15425787545774,0,0,0,0,null,283.15425787545774,283.15425787545774,0,0,8,1]
["2010-01-05T08:15:00",22.685480540035339,75.633392120477822,0,0,0,0,null,null,0.86580395741295568,17.316079148259114,null,0,250,0,0,0,75.633392120477822,17.316079148259114,58.317312972218708,0,0,0,0,null,58.317312972218708,58.317312972218708,0,0,8.25,1]
["2010-01-05T08:30:00",18.137683228596902,60.471035884142076,0,0,0,0,null,null,1.8522888081853259,37.04577616370652,null,0,250,0,0,0,60.471035884142076,37.04577616370652,23.425259720435555,0,0,0,0,null,23.425259720435555,23.425259720435555,0,0,8.5,1]
["2010-01-05T08:45:00",13.26886516739318,44.238396468088865,0,0,0,0,null,null,3.1864519665033058,63.729039330066115,null,0,250,0,0,0,44.238396468088865,63.729039330066115,-19.49064286197725,0,-19.100830004737706,-19.49064286197725,19.49064286197725,null,0,0,0,0,8.75,1]
["2010-01-05T09:00:00",15.569515635339462,51.908765128221766,0,0,0,0,null,null,3.9987690075135824,79.975380150271647,null,0,250,0,0,0,51.908765128221766,79.975380150271647,-28.066615022049881,19.100830004737706,-27.505282721608882,-28.066615022049881,28.066615022049881,null,0,0,0,4.7752075011844262E-4,9,1]
["2010-01-05T09:15:00",14.766963860622193,49.233057511314392,0,0,0,0,null,null,6.0917318095607191,121.83463619121439,null,0,250,0,0,0,49.233057511314392,121.83463619121439,-72.601578679900001,46.606112726346588,-71.149547106301995,-72.601578679900001,72.601578679900001,null,0,0,0,1.1651528181586648E-3,9.25,1]
["2010-01-05T09:30:00",15.30199930759588,51.016865691524664,0,0,0,0,null,null,6.0094588552759527,120.18917710551905,null,0,250,0,0,0,51.016865691524664,120.18917710551905,-69.172311413994379,117.75565983264858,-67.788865185714485,-69.172311413994379,69.172311413994379,null,0,0,0,2.9438914958162146E-3,9.5,1]
["2010-01-05T09:45:00",16.639586130503041,55.47638015909714,0,0,0,0,null,null,7.3106253557226912,146.21250711445381,null,0,250,0,0,0,55.47638015909714,146.21250711445381,-90.736126955356667,185.54452501836306,-88.92140441624953,-90.736126955356667,90.736126955356667,null,0,0,0,4.6386131254590761E-3,9.75,1]
["2010-01-05T10:00:00",14.231929211216084,47.449251990194426,0,0,0,0,null,null,8.6131219559052195,172.2624391181044,null,0,250,0,0,0,47.449251990194426,172.2624391181044,-124.81318712790997,274.46592943461258,-122.31692338535177,-124.81318712790997,124.81318712790997,null,0,0,0,6.8616482358653148E-3,10,1]
["2010-01-05T10:15:00",17.28162743064172,57.616945853759496,0,0,0,0,null,null,11.940178775048286,238.80357550096574,null,0,250,0,0,0,57.616945853759496,238.80357550096574,-181.18662964720625,396.78285281996432,-177.56289705426212,-181.18662964720625,181.18662964720625,null,0,0,0,9.9195713204991084E-3,10.25,1]
["2010-01-05T10:30:00",24.076571186788531,80.27128833675296,0,0,0,0,null,null,12.870224146293523,257.40448292587047,null,0,250,0,0,0,80.27128833675296,257.40448292587047,-177.13319458911752,574.34574987422639,-173.59053069733517,-177.13319458911752,177.13319458911752,null,0,0,0,1.435864374685566E-2,10.5,1]
["2010-01-05T10:45:00",17.38863428076618,57.973706692074444,0,0,0,0,null,null,14.054650606383555,281.0930121276711,null,0,250,0,0,0,57.973706692074444,281.0930121276711,-223.11930543559666,747.93628057156161,-218.65691932688472,-223.11930543559666,223.11930543559666,null,0,0,0,1.8698407014289039E-2,10.75,1]
["2010-01-05T11:00:00",14.606452987259811,48.697914259524211,0,0,0,0,null,null,14.035421928240247,280.70843856480496,null,0,250,0,0,0,48.697914259524211,280.70843856480496,-232.01052430528074,966.5931998984463,-227.37031381917512,-232.01052430528074,232.01052430528074,null,0,0,0,2.4164829997461158E-2,11,1]
["2010-01-05T11:15:00",17.923669328956077,59.757513542739559,0,0,0,0,null,null,16.252725078592899,325.054501571858,null,0,250,0,0,0,59.757513542739559,325.054501571858,-265.29698802911844,1193.9635137176215,-259.99104826853608,-265.29698802911844,265.29698802911844,null,0,0,0,2.9849087842940537E-2,11.25,1]
["2010-01-05T11:30:00",95.87825654908869,319.65810733466168,0,0,0,0,null,null,14.996894294269902,299.93788588539803,null,0,250,0,0,0,319.65810733466168,299.93788588539803,19.720221449263647,1453.9545619861576,20.122674948228212,19.720221449263647,0,null,0,0,0,3.6348864049653942E-2,11.5,1]
["2010-01-05T11:45:00",46.334023329366566,154.47763378010814,0,0,0,0,null,null,17.613097695354259,352.26195390708517,null,0,250,0,0,0,154.47763378010814,352.26195390708517,-197.78432012697704,1433.8318870379294,-193.82863372443748,-197.78432012697704,197.78432012697704,null,0,0,0,3.5845797175948234E-2,11.75,1]
["2010-01-05T12:00:00",13.910907663883224,46.37896615138667,0,0,0,0,null,null,16.830991744530326,336.61983489060651,null,0,250,0,0,0,46.37896615138667,336.61983489060651,-290.24086873921982,1627.6605207623668,-284.4360513644354,-290.24086873921982,290.24086873921982,null,0,0,0,4.069151301905917E-2,12,1]
["2010-01-05T12:15:00",18.672718276786796,62.254842734807177,0,0,0,0,null,null,17.747850538248965,354.95701076497932,null,0,250,0,0,0,62.254842734807177,354.95701076497932,-292.70216803017212,1912.0965721268021,-286.84812466956868,-292.70216803017212,292.70216803017212,null,0,0,0,4.7802414303170053E-2,12.25,1]
["2010-01-05T12:30:00",14.071418537245602,46.914109403176838,0,0,0,0,null,null,19.191863863346363,383.83727726692723,null,0,250,0,0,0,46.914109403176838,383.83727726692723,-336.92316786375039,2198.9446967963709,-330.18470450647538,-336.92316786375039,336.92316786375039,null,0,0,0,5.4973617419909276E-2,12.5,1]
["2010-01-05T12:45:00",14.12492196230783,47.092489822334308,0,0,0,0,null,null,18.403830347708137,368.07660695416274,null,0,250,0,0,0,47.092489822334308,368.07660695416274,-320.98411713182844,2529.1294013028464,-314.56443478919186,-320.98411713182844,320.98411713182844,null,0,0,0,6.3228235032571162E-2,12.75,1]
["2010-01-05T13:00:00",16.265061756283629,54.22771589544962,0,0,0,0,null,null,15.315725538754871,306.3145107750974,null,0,250,0,0,0,54.22771589544962,306.3145107750974,-252.08679487964778,2843.6938360920385,-247.04505898205483,-252.08679487964778,252.08679487964778,null,0,0,0,7.1092345902300957E-2,13,1]
["2010-01-05T13:15:00",13.215362539898525,44.06001870802168,0,0,0,0,null,null,11.43483678341132,228.69673566822641,null,0,250,0,0,0,44.06001870802168,228.69673566822641,-184.63671696020472,3090.7388950740933,-180.94398262100063,-184.63671696020472,184.63671696020472,null,0,0,0,7.7268472376852332E-2,13.25,1]
["2010-01-05T13:30:00",14.552949562197584,48.519533840366748,0,0,0,0,null,null,9.9379632502452129,198.75926500490425,null,0,250,0,0,0,48.519533840366748,198.75926500490425,-150.23973116453749,3271.6828776950938,-147.23493654124673,-150.23973116453749,150.23973116453749,null,0,0,0,8.1792071942377351E-2,13.5,1]
["2010-01-05T13:45:00",13.803901013150652,46.022205977844273,0,0,0,0,null,null,11.707686491336595,234.1537298267319,null,0,250,0,0,0,46.022205977844273,234.1537298267319,-188.13152384888764,3418.9178142363407,-184.36889337190988,-188.13152384888764,188.13152384888764,null,0,0,0,8.5472945355908519E-2,13.75,1]
["2010-01-05T14:00:00",13.857404637604779,46.200587061774335,0,0,0,0,null,null,10.408230076667987,208.16460153335976,null,0,250,0,0,0,46.200587061774335,208.16460153335976,-161.96401447158541,3603.2867076082507,-158.7247341821537,-161.96401447158541,161.96401447158541,null,0,0,0,9.0082167690206258E-2,14,1]
["2010-01-05T14:15:00",14.82046688690064,49.411436600926734,0,0,0,0,null,null,10.131162157639931,202.62324315279864,null,0,250,0,0,0,49.411436600926734,202.62324315279864,-153.21180655187192,3762.0114417904042,-150.14757042083448,-153.21180655187192,153.21180655187192,null,0,0,0,9.4050286044760095E-2,14.25,1]
["2010-01-05T14:30:00",32.209101965234389,107.38514595209145,0,0,0,0,null,null,9.0494535389997619,180.98907077999525,null,0,250,0,0,0,107.38514595209145,180.98907077999525,-73.603924827903796,3912.1590122112389,-72.131846331345713,-73.603924827903796,73.603924827903796,null,0,0,0,9.7803975305280968E-2,14.5,1]
["2010-01-05T14:45:00",13.589887113509832,45.308683636441778,0,0,0,0,null,null,7.5943055972450395,151.88611194490079,null,0,250,0,0,0,45.308683636441778,151.88611194490079,-106.57742830845902,3984.2908585425844,-104.44587974228983,-106.57742830845902,106.57742830845902,null,0,0,0,9.9607271463564614E-2,14.75,1]
["2010-01-05T15:00:00",15.837034156393877,52.800671877417187,0,0,0,0,null,null,6.3744239061685199,127.4884781233704,null,0,250,0,0,0,52.800671877417187,127.4884781233704,-74.687806245953212,4088.7367382848743,-73.194050121034152,-74.687806245953212,74.687806245953212,null,0,0,0,0.10221841845712186,15,1]
["2010-01-05T15:15:00",54.734072230083044,182.48339681509688,0,0,0,0,null,null,5.0649730576631731,101.29946115326347,null,0,250,0,0,0,182.48339681509688,101.29946115326347,81.183935661833416,4161.9307884059081,82.840750675340217,81.183935661833416,0,null,0,0,0,0.1040482697101477,15.25,1]
["2010-01-05T15:30:00",43.979870233925588,146.62888735990791,0,0,0,0,null,null,3.2904996648748051,65.809993297496106,null,0,250,0,0,0,146.62888735990791,65.809993297496106,80.8188940624118,4079.0900377305679,82.468259247358986,80.8188940624118,0,null,0,0,0,0.10197725094326419,15.5,1]
["2010-01-05T15:45:00",23.22051558822524,77.417198971142952,0,0,0,0,null,null,1.6266823336317759,32.53364667263552,null,0,250,0,0,0,77.417198971142952,32.53364667263552,44.883552298507432,3996.6217784832088,45.799543161742278,44.883552298507432,0,null,0,0,0,9.9915544462080216E-2,15.75,1]
["2010-01-05T16:00:00",19.421767025225623,64.752171262102223,0,0,0,{"$f":"F452*$G$2","v":0},null,null,0.6570624942487443,13.141249884974886,null,0,250,0,0,0,64.752171262102223,13.141249884974886,51.61092137712734,3950.8222353214665,52.664205486864631,51.61092137712734,0,null,0,0,0,{"$f":"U452*(1-bat_soc*0.01)/bat_cap_use/1000+bat_soc*0.01","v":9.8770555883036668E-2},16,1]
["2010-01-05T16:15:00",18.619215051116459,{"$f":"B453*$C$2","v":62.076462980422278},0,{"$f":"D453*$E$2","v":0},0,0,null,null,0.19793387295720946,{"$f":"IF(J453>(250*$J$2),250*$J$2*$K$2,J453 * $K$2)","v":3.9586774591441891},null,{"$f":"$M$2*L453","v":0},250,{"$f":"N453*$O$2","v":0},{"$f":"J453*$K$2-K453","v":0},{"$f":"P453*$Q$2","v":0},{"$f":"C453+E453+G453+I453","v":62.076462980422278},3.9586774591441891,{"$f":"R453-S453","v":58.117785521278087},3898.1580298346016,{"$f":"IF(T453>0,              IF((U453-T453/$W$2)>0,T453/$W$2,U453),    IF((U453-T453*$V$2)<($U$2),T453*$V$2,-$U$2+U453))","v":59.303862776814377},{"$f":"IF(T453>0,IF((U453-T453/$W$2)>0,T453,U453*$W$2),IF((U453-T453*$V$2)<$U$2,T453,(-$U$2+U453)/$V$2))","v":58.117785521278087},{"$f":"IF(W453<0,-W453,0)","v":0},null,{"$f":"IF(AA453>0,AA453,0)","v":0},{"$f":"T453-W453","v":0},{"$f":"IF(AA453<0,-AA453,0)","v":0},9.7453950745865048E-2,{"$f":"MINUTE(A453)/60 + HOUR(A453)","v":16.25},{"$f":"MONTH(A453)","v":1}]
["2010-01-05T16:30:00",15.194991460511947,50.660101529346832,0,0,0,0,null,null,2.3712848217904946E-3,4.7425696435809891E-2,null,0,250,0,0,0,50.660101529346832,{"$f":"K454+M454+O454+Q454","v":4.7425696435809891E-2},50.612675832911023,{"$f":"U453-V453","v":3838.8541670577874},51.645587584603085,50.612675832911023,0,null,0,0,0,9.5971354176444687E-2,16.5,1]
["2010-01-05T16:45:00",14.445943110856902,48.162774331596914,0,0,0,0,null,null,0,0,null,0,250,0,0,0,48.162774331596914,0,48.162774331596914,3787.2085794731843,49.145688093466241,48.162774331596914,0,null,0,0,0,9.4680214486829617E-2,16.75,1]
["2010-01-05T17:00:00",14.231928812432294,47.44925066064927,0,0,0,0,null,null,0,0,null,0,250,0,0,0,47.44925066064927,0,47.44925066064927,3738.0628913797182,48.417602714948238,47.44925066064927,0,null,0,0,0,9.3451572284492954E-2,17,1]
["2010-01-05T17:15:00",13.482880263385368,44.951922798126816,0,0,0,0,null,null,0,0,null,0,250,0,0,0,44.951922798126816,0,44.951922798126816,3689.6452886647699,45.869308977680426,44.951922798126816,0,null,0,0,0,9.2241132216619254E-2,17.25,1]
["2010-01-05T17:30:00",14.552950160373264,48.519535834684461,0,0,0,0,null,null,0,0,null,0,250,0,0,0,48.519535834684461,0,48.519535834684461,3643.7759796870896,49.509730443555576,48.519535834684461,0,null,0,0,0,9.109439949217725E-2,17.5,1]
["2010-01-05T17:45:00",12.680327691100523,42.276212522129143,0,0,0,0,null,null,0,0,null,0,250,0,0,0,42.276212522129143,0,42.276212522129143,3594.2662492435338,43.138992369519535,42.276212522129143,0,null,0,0,0,8.985665623108835E-2,17.75,1]
["2010-01-05T18:00:00",13.64339033918017,45.487063390826691,0,0,0,0,null,null,0,0,null,0,250,0,0,0,45.487063390826691,0,45.487063390826691,3551.1272568740142,46.41537080696601,45.487063390826691,0,null,0,0,0,8.8778181421850344E-2,18,1]
["2010-01-05T18:15:00",13.161859513620078,43.881639618409338,0,0,0,0,null,null,0,0,null,0,250,0,0,0,43.881639618409338,0,43.881639618409338,3504.711886067048,44.777183284091159,43.881639618409338,0,null,0,0,0,8.7617797151676197E-2,18.25,1]
["2010-01-05T18:30:00",13.803900414974969,46.022203983526545,0,0,0,0,null,null,0,0,null,0,250,0,0,0,46.022203983526545,0,46.022203983526545,3459.9347027829567,46.96143263625158,46.022203983526545,0,null,0,0,0,8.6498367569573908E-2,18.5,1]
["2010-01-05T18:45:00",14.766964060014088,49.233058176086971,0,0,0,0,null,null,0,0,null,0,250,0,0,0,49.233058176086971,0,49.233058176086971,3412.9732701467051,50.23781446539487,49.233058176086971,0,null,0,0,0,8.5324331753667618E-2,18.75,1]
["2010-01-05T19:00:00",44.247387558628667,147.52079012046798,0,0,0,0,null,null,0,0,null,0,250,0,0,0,147.52079012046798,0,147.52079012046798,3362.7354556813102,150.53141849027344,147.52079012046798,0,null,0,0,0,8.4068386392032748E-2,19,1]
["2010-01-05T19:15:00",23.113508738100769,77.060438132827969,0,0,0,0,null,null,0,0,null,0,250,0,0,0,77.060438132827969,0,77.060438132827969,3212.2040371910366,78.63310013553874,77.060438132827969,0,null,0,0,0,8.0305100929775913E-2,19.25,1]
["2010-01-05T19:30:00",24.290585086429353,80.984810678155469,0,0,0,0,null,null,0,0,null,0,250,0,0,0,80.984810678155469,0,80.984810678155469,3133.5709370554978,82.637561916485168,80.984810678155469,0,null,0,0,0,7.8339273426387454E-2,19.5,1]
["2010-01-05T19:45:00",27.233277253298102,90.795746362495876,0,0,0,0,null,null,0,0,null,0,250,0,0,0,90.795746362495876,0,90.795746362495876,3050.9333751390127,92.648720778057012,90.795746362495876,0,null,0,0,0,7.6273334378475305E-2,19.75,1]
["2010-01-05T20:00:00",26.751745829562331,89.190320595760809,0,0,0,0,null,null,0,0,null,0,250,0,0,0,89.190320595760809,0,89.190320595760809,2958.2846543609558,91.010531220164097,89.190320595760809,0,null,0,0,0,7.3957116359023897E-2,20,1]
["2010-01-05T20:15:00",137.50397308939762,458.43824628005166,0,0,0,0,null,null,0,0,null,0,250,0,0,0,458.43824628005166,0,458.43824628005166,2867.2741231407917,467.79412885719557,458.43824628005166,0,null,0,0,0,7.1681853078519792E-2,20.25,1]
["2010-01-05T20:30:00",93.577606479926175,311.98774000407388,0,0,0,0,null,null,0,0,null,0,250,0,0,0,311.98774000407388,0,311.98774000407388,2399.4799942835962,318.35483673885091,311.98774000407388,0,null,0,0,0,5.9986999857089905E-2,20.5,1]
["2010-01-05T20:45:00",50.1862749186446,167.32104057876109,0,0,0,0,null,null,0,0,null,0,250,0,0,0,167.32104057876109,0,167.32104057876109,2081.1251575447454,170.73575569261337,167.32104057876109,0,null,0,0,0,5.2028128938618634E-2,20.75,1]
["2010-01-05T21:00:00",30.282976469683209,100.96344354992382,0,0,0,0,null,null,0,0,null,0,250,0,0,0,100.96344354992382,0,100.96344354992382,1910.3894018521321,103.02392198971819,100.96344354992382,0,null,0,0,0,4.7759735046303306E-2,21,1]
["2010-01-05T21:15:00",28.838381999084003,96.147165584946066,0,0,0,0,null,null,0,0,null,0,250,0,0,0,96.147165584946066,0,96.147165584946066,1807.3654798624138,98.10935263770007,96.147165584946066,0,null,0,0,0,4.5184136996560348E-2,21.25,1]
["2010-01-05T21:30:00",29.426920472336139,98.109352854768687,0,0,0,0,null,null,0,0,null,0,250,0,0,0,98.109352854768687,0,98.109352854768687,1709.2561272247137,100.11158454568233,98.109352854768687,0,null,0,0,0,4.2731403180617848E-2,21.5,1]
["2010-01-05T21:45:00",29.212906373303419,97.395829848593607,0,0,0,0,null,null,0,0,null,0,250,0,0,0,97.395829848593607,0,97.395829848593607,1609.1445426790315,99.383499845503678,97.395829848593607,0,null,0,0,0,4.0228613566975789E-2,21.75,1]
["2010-01-05T22:00:00",24.183578036912994,80.628049175067929,0,0,0,0,null,null,0,0,null,0,250,0,0,0,80.628049175067929,0,80.628049175067929,1509.7610428335279,82.273519566395848,80.628049175067929,0,null,0,0,0,3.7744026070838196E-2,22,1]
["2010-01-05T22:15:00",100.9075848854791,336.42588800818731,0,0,0,0,null,null,0,0,null,0,250,0,0,0,336.42588800818731,0,336.42588800818731,1427.487523267132,343.291722457334,336.42588800818731,0,null,0,0,0,3.5687188081678298E-2,22.25,1]
["2010-01-05T22:30:00",87.531712070393866,291.83072804269318,0,0,0,0,null,null,0,0,null,0,250,0,0,0,291.83072804269318,0,291.83072804269318,1084.1958008097981,297.78645718642161,291.83072804269318,0,null,0,0,0,2.7104895020244952E-2,22.5,1]
["2010-01-05T22:45:00",32.851144262332546,109.52571497061672,0,0,0,0,null,null,0,0,null,0,250,0,0,0,109.52571497061672,0,109.52571497061672,786.40934362337657,111.76093364348645,109.52571497061672,0,null,0,0,0,1.9660233590584414E-2,22.75,1]
["2010-01-05T23:00:00",89.136817214963571,297.18214859468856,0,0,0,0,null,null,0,0,null,0,250,0,0,0,297.18214859468856,0,297.18214859468856,674.64840997989018,303.24709040274342,297.18214859468856,0,null,0,0,0,1.6866210249497252E-2,23,1]
["2010-01-05T23:15:00",50.507296266585563,168.39132575279626,0,0,0,0,null,null,0,0,null,0,250,0,0,0,168.39132575279626,0,168.39132575279626,371.40131957714675,171.82788342122069,168.39132575279626,0,null,0,0,0,9.2850329894286678E-3,23.25,1]
["2010-01-05T23:30:00",14.071418736637494,46.914110067949402,0,0,0,0,null,null,0,0,null,0,250,0,0,0,46.914110067949402,0,46.914110067949402,199.57343615592606,47.871540885662654,46.914110067949402,0,null,0,0,0,4.9893359038981518E-3,23.5,1]
["2010-01-05T23:45:00",16.907103455206094,56.368282919657119,0,0,0,0,null,null,0,0,null,0,250,0,0,0,56.368282919657119,0,56.368282919657119,151.70189527026341,57.518656040466446,56.368282919657119,0,null,0,0,0,3.7925473817565854E-3,23.75,1]
["2010-01-06",15.837033358826302,52.800669218326895,0,0,0,0,null,null,0,0,null,0,250,0,0,0,52.800669218326895,0,52.800669218326895,94.183239229796953,53.878233896251935,52.800669218326895,0,null,0,0,0,2.3545809807449239E-3,0,1]
["2010-01-06T00:15:00",18.619214452940774,62.076460986104543,114.15525114155253,380.47945205479459,228.49462365590202,761.57258064512143,null,null,0,0,null,0,250,0,0,0,1204.1284936860206,0,1204.1284936860206,40.305005333545019,40.305005333545019,39.498905226874115,0,null,1164.6295884591466,1164.6295884591466,0,1.0076251333386256E-3,0.25,1]
["2010-01-06T00:30:00",18.405201350867529,61.36294130379234,114.15525114155253,380.47945205479459,228.49462365590202,761.57258064512143,null,null,0,0,null,0,250,0,0,0,1203.4149740037083,0,1203.4149740037083,0,0,0,0,null,1203.4149740037083,1203.4149740037083,0,0,0.5,1]
["2010-01-06T00:45:00",18.993739624727766,63.325127908842376,114.15525114155253,380.47945205479459,228.49462365590202,761.57258064512143,null,null,0,0,null,0,250,0,0,0,1205.3771606087585,0,1205.3771606087585,0,0,0,0,null,1205.3771606087585,1205.3771606087585,0,0,0.75,1]
["2010-01-06T01:00:00",17.816662678223508,59.400753369197176,114.15525114155253,380.47945205479459,228.49462365590202,761.57258064512143,null,null,0,0,null,0,250,0,0,0,1201.4527860691132,0,1201.4527860691132,0,0,0,0,null,1201.4527860691132,1201.4527860691132,0,0,1,1]
["2010-01-06T01:15:00",15.355502533266217,51.19524544590957,114.15525114155253,380.47945205479459,228.49462365590202,761.57258064512143,null,null,0,0,null,0,250,0,0,0,1193.2472781458255,0,1193.2472781458255,0,0,0,0,null,1193.2472781458255,1193.2472781458255,0,0,1.25,1]
["2010-01-06T01:30:00",17.388634280766183,57.973706692074458,114.15525114155253,380.47945205479459,228.49462365590202,761.57258064512143,null,null,0,0,null,0,250,0,0,0,1200.0257393919906,0,1200.0257393919906,0,0,0,0,null,1200.0257393919906,1200.0257393919906,0,0,1.5,1]
["2010-01-06T01:45:00",14.927473537633206,49.768196774469111,114.15525114155253,380.47945205479459,228.49462365590202,761.57258064512143,null,null,0,0,null,0,250,0,0,0,1191.8202294743851,0,1191.8202294743851,0,0,0,0,null,1191.8202294743851,1191.8202294743851,0,0,1.75,1]
["2010-01-06T02:00:00",18.565711426662332,61.898081896492215,114.15525114155253,380.47945205479459,228.49462365590202,761.57258064512143,null,null,0,0,null,0,250,0,0,0,1203.9501145964082,0,1203.9501145964082,0,0,0,0,null,1203.9501145964082,1203.9501145964082,0,0,2,1]
["2010-01-06T02:15:00",15.034480985933351,50.124959607101793,114.15525114155253,380.47945205479459,228.49462365590202,761.57258064512143,null,null,0,0,null,0,250,0,0,0,1192.1769923070178,0,1192.1769923070178,0,0,0,0,null,1192.1769923070178,1192.1769923070178,0,0,2.25,1]
["2010-01-06T02:30:00",16.158053510415908,53.870950403726638,114.15525114155253,380.47945205479459,228.49462365590202,761.57258064512143,null,null,0,0,null,0,250,0,0,0,1195.9229831036428,0,1195.9229831036428,0,0,0,0,null,1195.9229831036428,1195.9229831036428,0,0,2.5,1]
["2010-01-06T02:45:00",16.158054906159162,53.870955057134644,114.15525114155253,380.47945205479459,228.49462365590202,761.57258064512143,null,null,0,0,null,0,250,0,0,0,1195.9229877570506,0,1195.9229877570506,0,0,0,0,null,1195.9229877570506,1195.9229877570506,0,0,2.75,1]
["2010-01-06T03:00:00",14.873970710746654,49.589818349629347,114.15525114155253,380.47945205479459,228.49462365590202,761.57258064512143,null,null,0,0,null,0,250,0,0,0,1191.6418510495455,0,1191.6418510495455,0,0,0,0,null,1191.6418510495455,1191.6418510495455,0,0,3,1]
["2010-01-06T03:15:00",14.445942712073117,48.162773002051772,114.15525114155253,380.47945205479459,228.49462365590202,761.57258064512143,null,null,0,0,null,0,250,0,0,0,1190.2148057019679,0,1190.2148057019679,0,0,0,0,null,1190.2148057019679,1190.2148057019679,0,0,3.25,1]
["2010-01-06T03:30:00",15.24849568314175,50.838484607594594,114.15525114155253,380.47945205479459,228.49462365590202,761.57258064512143,null,null,0,0,null,0,250,0,0,0,1192.8905173075107,0,1192.8905173075107,0,0,0,0,null,1192.8905173075107,1192.8905173075107,0,0,3.5,1]
["2010-01-06T03:45:00",14.392440084578462,47.984395241984593,114.15525114155253,380.47945205479459,228.49462365590202,761.57258064512143,null,null,0,0,null,0,250,0,0,0,1190.0364279419007,0,1190.0364279419007,0,0,0,0,null,1190.0364279419007,1190.0364279419007,0,0,3.75,1]
["2010-01-06T04:00:00",13.803901611326333,46.022207972161993,114.15525114155253,380.47945205479459,228.49462365590202,761.57258064512143,null,null,0,0,null,0,250,0,0,0,1188.0742406720781,0,1188.0742406720781,0,0,0,0,null,1188.0742406720781,1188.0742406720781,0,0,4,1]
["2010-01-06T04:15:00",14.552949562197581,48.519533840366734,114.15525114155253,380.47945205479459,228.49462365590202,761.57258064512143,null,null,0,0,null,0,250,0,0,0,1190.5715665402827,0,1190.5715665402827,0,0,0,0,null,1190.5715665402827,1190.5715665402827,0,0,4.25,1]
["2010-01-06T04:30:00",15.997543634012997,53.335810475799335,114.15525114155253,380.47945205479459,228.49462365590202,761.57258064512143,null,null,0,0,null,0,250,0,0,0,1195.3878431757153,0,1195.3878431757153,0,0,0,0,null,1195.3878431757153,1195.3878431757153,0,0,4.5,1]
["2010-01-06T04:45:00",16.853599830751971,56.189901835727071,114.15525114155253,380.47945205479459,228.49462365590202,761.57258064512143,null,null,0,0,null,0,250,0,0,0,1198.2419345356432,0,1198.2419345356432,0,0,0,0,null,1198.2419345356432,1198.2419345356432,0,0,4.75,1]
["2010-01-06T05:00:00",17.228124005579488,57.438565434602012,114.15525114155253,380.47945205479459,228.49462365590202,761.57258064512143,null,null,0,0,null,0,250,0,0,0,1199.490598134518,0,1199.490598134518,0,0,0,0,null,1199.490598134518,1199.490598134518,0,0,5,1]
["2010-01-06T05:15:00",16.15805430798348,53.870953062816923,114.15525114155253,380.47945205479459,228.49462365590202,761.57258064512143,null,null,0,0,null,0,250,0,0,0,1195.9229857627329,0,1195.9229857627329,0,0,0,0,null,1195.9229857627329,1195.9229857627329,0,0,5.25,1]
["2010-01-06T05:30:00",14.499446535919136,48.341154750754399,114.15525114155253,380.47945205479459,228.49462365590202,761.57258064512143,null,null,0,0,null,0,250,0,0,0,1190.3931874506704,0,1190.3931874506704,0,0,0,0,null,1190.3931874506704,1190.3931874506704,0,0,5.5,1]
["2010-01-06T05:45:00",16.532579479770469,55.119619985554742,114.15525114155253,380.47945205479459,228.49462365590202,761.57258064512143,null,null,0,0,null,0,250,0,0,0,1197.1716526854707,0,1197.1716526854707,0,0,0,0,null,1197.1716526854707,1197.1716526854707,0,0,5.75,1]
["2010-01-06T06:00:00",14.017914314615792,46.735726324929054,114.15525114155253,380.47945205479459,228.49462365590202,761.57258064512143,null,null,0,0,null,0,250,0,0,0,1188.7877590248449,0,1188.7877590248449,0,0,0,0,null,1188.7877590248449,1188.7877590248449,0,0,6,1]
["2010-01-06T06:15:00",14.017913915832004,46.735724995383904,0,0,0,0,null,null,0,0,null,0,250,0,0,0,46.735724995383904,0,46.735724995383904,0,0,0,0,null,46.735724995383904,46.735724995383904,0,0,6.25,1]
["2010-01-06T06:30:00",14.231928214256614,47.449248666331556,0,0,0,0,null,null,0,0,null,0,250,0,0,0,47.449248666331556,0,47.449248666331556,0,0,0,0,null,47.449248666331556,47.449248666331556,0,0,6.5,1]
["2010-01-06T06:45:00",14.017914514007687,46.735726989701632,0,0,0,0,null,null,0,0,null,0,250,0,0,0,46.735726989701632,0,46.735726989701632,0,0,0,0,null,46.735726989701632,46.735726989701632,0,0,6.75,1]
["2010-01-06T07:00:00",13.964410291377879,46.557343911453849,0,0,0,0,null,null,0,0,null,0,250,0,0,0,46.557343911453849,0,46.557343911453849,0,0,0,0,null,46.557343911453849,46.557343911453849,0,0,7,1]
["2010-01-06T07:15:00",13.589886315942252,45.308680977351472,0,0,0,0,null,null,0,0,null,0,250,0,0,0,45.308680977351472,0,45.308680977351472,0,0,0,0,null,45.308680977351472,45.308680977351472,0,0,7.25,1]
["2010-01-06T07:30:00",17.12111695606313,57.081803931514479,0,0,0,0,null,null,0,0,null,0,250,0,0,0,57.081803931514479,0,57.081803931514479,0,0,0,0,null,57.081803931514479,57.081803931514479,0,0,7.5,1]
["2010-01-06T07:45:00",13.161858716052505,43.881636959319053,0,0,0,0,null,null,0,0,null,0,250,0,0,0,43.881636959319053,0,43.881636959319053,0,0,0,0,null,43.881636959319053,43.881636959319053,0,0,7.75,1]
["2010-01-06T08:00:00",15.94404000955887,53.157429391869272,0,0,0,{"$f":"F516*$G$2","v":0},null,null,4.7425696435809891E-3,9.4851392871619783E-2,null,0,250,0,0,0,53.157429391869272,9.4851392871619783E-2,53.062577998997654,0,0,0,0,null,53.062577998997654,53.062577998997654,0,{"$f":"U516*(1-bat_soc*0.01)/bat_cap_use/1000+bat_soc*0.01","v":0},8,1]
["2010-01-06T08:15:00",19.15425009930636,{"$f":"B517*$C$2","v":63.860269831087408},0,{"$f":"D517*$E$2","v":0},0,0,null,null,0.32315974922061225,{"$f":"IF(J517>(250*$J$2),250*$J$2*$K$2,J517 * $K$2)","v":6.4631949844122447},null,{"$f":"$M$2*L517","v":0},250,{"$f":"N517*$O$2","v":0},{"$f":"J517*$K$2-K517","v":0},{"$f":"P517*$Q$2","v":0},{"$f":"C517+E517+G517+I517","v":63.860269831087408},6.4631949844122447,{"$f":"R517-S517","v":57.39707484667516},0,{"$f":"IF(T517>0,              IF((U517-T517/$W$2)>0,T517/$W$2,U517),    IF((U517-T517*$V$2)<($U$2),T517*$V$2,-$U$2+U517))","v":0},{"$f":"IF(T517>0,IF((U517-T517/$W$2)>0,T517,U517*$W$2),IF((U517-T517*$V$2)<$U$2,T517,(-$U$2+U517)/$V$2))","v":0},{"$f":"IF(W517<0,-W517,0)","v":0},null,{"$f":"IF(AA517>0,AA517,0)","v":57.39707484667516},{"$f":"T517-W517","v":57.39707484667516},{"$f":"IF(AA517<0,-AA517,0)","v":0},0,{"$f":"MINUTE(A517)/60 + HOUR(A517)","v":8.25},{"$f":"MONTH(A517)","v":1}]
["2010-01-06T08:30:00",37.50594742693599,125.0448287214046,0,0,0,0,null,null,0.88727473123933531,17.745494624786705,null,0,250,0,0,0,125.0448287214046,{"$f":"K518+M518+O518+Q518","v":17.745494624786705},107.2993340966179,{"$f":"U517-V517","v":0},0,0,0,null,107.2993340966179,107.2993340966179,0,0,8.5,1]
["2010-01-06T08:45:00",34.616758685129454,115.4122734562216,0,0,0,0,null,null,2.8729635232860251,57.4592704657205,null,0,250,0,0,0,115.4122734562216,57.4592704657205,57.953002990501098,0,0,0,0,null,57.953002990501098,57.953002990501098,0,0,8.75,1]
["2010-01-06T09:00:00",16.800096605081631,56.011522081342157,0,0,0,0,null,null,5.1211771356558913,102.42354271311783,null,0,250,0,0,0,56.011522081342157,102.42354271311783,-46.412020631775668,0,-45.483780219140151,-46.412020631775668,46.412020631775668,null,0,0,0,0,9,1]
["2010-01-06T09:15:00",20.438333696543182,68.141404544274977,0,0,0,0,null,null,7.3452065499541686,146.90413099908338,null,0,250,0,0,0,68.141404544274977,146.90413099908338,-78.762726454808401,45.483780219140151,-77.187471925712231,-78.762726454808401,78.762726454808401,null,0,0,0,1.1370945054785038E-3,9.25,1]
["2010-01-06T09:30:00",48.47416352212614,161.61286118276857,0,0,0,0,null,null,9.5238245046066936,190.47649009213387,null,0,250,0,0,0,161.61286118276857,190.47649009213387,-28.863628909365303,122.67125214485239,-28.286356331177998,-28.863628909365303,28.863628909365303,null,0,0,0,3.0667813036213097E-3,9.5,1]
["2010-01-06T09:45:00",73.834818505543367,246.1652848974816,0,0,0,0,null,null,11.432328723320301,228.64657446640604,null,0,250,0,0,0,246.1652848974816,228.64657446640604,17.518710431075561,150.95760847603037,17.876235133750573,17.518710431075561,0,null,0,0,0,3.773940211900759E-3,9.75,1]
["2010-01-06T10:00:00",28.517361049926823,95.076881740456031,0,0,0,0,null,null,13.653888210223203,273.07776420446407,null,0,250,0,0,0,95.076881740456031,273.07776420446407,-178.00088246400804,133.08137334227979,-174.44086481472789,-178.00088246400804,178.00088246400804,null,0,0,0,3.3270343335569949E-3,10,1]
["2010-01-06T10:15:00",70.678112638425702,235.6408275365113,0,0,0,0,null,null,14.336050648972961,286.7210129794592,null,0,250,0,0,0,235.6408275365113,286.7210129794592,-51.080185442947908,307.52223815700768,-50.058581734088946,-51.080185442947908,51.080185442947908,null,0,0,0,7.6880559539251915E-3,10.25,1]
["2010-01-06T10:30:00",38.683024373440233,128.96920326104973,0,0,0,0,null,null,15.714929850802239,314.29859701604477,null,0,250,0,0,0,128.96920326104973,314.29859701604477,-185.32939375499504,357.58081989109661,-181.62280587989514,-185.32939375499504,185.32939375499504,null,0,0,0,8.9395204972774148E-3,10.5,1]
["2010-01-06T10:45:00",29.426920073552338,98.109351525223502,0,0,0,0,null,null,14.823721945105028,296.47443890210059,null,0,250,0,0,0,98.109351525223502,296.47443890210059,-198.36508737687709,539.20362577099172,-194.39778562933955,-198.36508737687709,198.36508737687709,null,0,0,0,1.3480090644274792E-2,10.75,1]
["2010-01-06T11:00:00",28.356850375956334,94.541739153438414,0,0,0,0,null,null,16.682520626328955,333.65041252657909,null,0,250,0,0,0,94.541739153438414,333.65041252657909,-239.10867337314068,733.60141140033124,-234.32649990567785,-239.10867337314068,239.10867337314068,null,0,0,0,1.8340035285008282E-2,11,1]
["2010-01-06T11:15:00",26.270214405826561,87.584894829025757,0,0,0,0,null,null,19.990576679224073,399.81153358448148,null,0,250,0,0,0,87.584894829025757,399.81153358448148,-312.22663875545572,967.92791130600904,-305.9821059803466,-312.22663875545572,312.22663875545572,null,0,0,0,2.4198197782650227E-2,11.25,1]
["2010-01-06T11:30:00",48.206645599247402,160.72095642789085,0,0,0,0,null,null,18.070330098127371,361.40660196254743,null,0,250,0,0,0,160.72095642789085,361.40660196254743,-200.68564553465657,1273.9100172863557,-196.67193262396344,-200.68564553465657,200.68564553465657,null,0,0,0,3.1847750432158893E-2,11.5,1]
["2010-01-06T11:45:00",40.823163968024147,136.10442866939252,0,0,0,0,null,null,21.167516664093817,423.35033328187637,null,0,250,0,0,0,136.10442866939252,423.35033328187637,-287.24590461248386,1470.5819499103191,-281.50098652023416,-287.24590461248386,287.24590461248386,null,0,0,0,3.6764548747757975E-2,11.75,1]
["2010-01-06T12:00:00",32.851143664156865,109.52571297629899,0,0,0,0,null,null,29.794585184106566,595.89170368213126,null,0,250,0,0,0,109.52571297629899,595.89170368213126,-486.36599070583225,1752.0829364305532,-476.63867089171561,-486.36599070583225,486.36599070583225,null,0,0,0,4.380207341076383E-2,12,1]
["2010-01-06T12:15:00",20.652347596184011,68.8549268856775,0,0,0,0,null,null,32.262392862598809,645.24785725197614,null,0,250,0,0,0,68.8549268856775,645.24785725197614,-576.39293036629863,2228.7216073222689,-564.86507175897259,-576.39293036629863,576.39293036629863,null,0,0,0,5.5718040183056719E-2,12.25,1]
["2010-01-06T12:30:00",25.146640884384524,83.838900708538006,0,0,0,0,null,null,34.23542408219847,684.70848164396944,null,0,250,0,0,0,83.838900708538006,684.70848164396944,-600.86958093543149,2793.5866790812415,-588.85218931672284,-600.86958093543149,600.86958093543149,null,0,0,0,6.9839666977031048E-2,12.5,1]
["2010-01-06T12:45:00",17.281628228209303,57.616948512849817,0,0,0,0,null,null,31.93444135874773,638.68882717495455,null,0,250,0,0,0,57.616948512849817,638.68882717495455,-581.07187866210472,3382.4388683979641,-569.45044108886259,-581.07187866210472,581.07187866210472,null,0,0,0,8.4560971709949098E-2,12.75,1]
["2010-01-06T13:00:00",14.606453386043603,48.697915589069375,0,0,0,0,null,null,28.947154859682868,578.94309719365742,null,0,250,0,0,0,48.697915589069375,578.94309719365742,-530.24518160458808,3951.8893094868267,-519.64027797249628,-530.24518160458808,530.24518160458808,null,0,0,0,9.879723273717067E-2,13,1]
["2010-01-06T13:15:00",12.038285593394269,40.135644168376494,0,0,0,0,null,null,24.797786630926538,495.95573261853076,null,0,250,0,0,0,40.135644168376494,495.95573261853076,-455.82008845015429,4471.529587459323,-446.70368668115117,-455.82008845015429,455.82008845015429,null,0,0,0,0.11178823968648308,13.25,1]
["2010-01-06T13:30:00",16.158054906159158,53.870955057134637,0,0,0,0,null,null,26.476306684004914,529.52613368009827,null,0,250,0,0,0,53.870955057134637,529.52613368009827,-475.6551786229636,4918.2332741404744,-466.14207505050433,-475.6551786229636,475.6551786229636,null,0,0,0,0.12295583185351186,13.5,1]
["2010-01-06T13:45:00",14.659956811105836,48.876296008226859,0,0,0,0,null,null,24.676182254607362,493.52364509214726,null,0,250,0,0,0,48.876296008226859,493.52364509214726,-444.6473490839204,5384.3753491909783,-435.75440210224201,-444.6473490839204,444.6473490839204,null,0,0,0,0.13460938372977446,13.75,1]
["2010-01-06T14:00:00",19.36826459712286,64.573794166807616,0,0,0,0,null,null,26.323921126088941,526.47842252177884,null,0,250,0,0,0,64.573794166807616,526.47842252177884,-461.90462835497124,5820.1297512932206,-452.66653578787179,-461.90462835497124,461.90462835497124,null,0,0,0,0.14550324378233051,14,1]
["2010-01-06T14:15:00",16.532579479770472,55.119619985554756,0,0,0,0,null,null,19.327377069727589,386.54754139455179,null,0,250,0,0,0,55.119619985554756,386.54754139455179,-331.42792140899701,6272.7962870810925,-324.79936298081708,-331.42792140899701,331.42792140899701,null,0,0,0,0.15681990717702732,14.25,1]
["2010-01-06T14:30:00",28.303347549069773,94.363360728598622,0,0,0,0,null,null,17.508252077031209,350.1650415406242,null,0,250,0,0,0,94.363360728598622,350.1650415406242,-255.80168081202558,6597.5956500619095,-250.68564719578507,-255.80168081202558,255.80168081202558,null,0,0,0,0.16493989125154776,14.5,1]
["2010-01-06T14:45:00",15.516013406628595,51.730388697699738,0,0,0,0,null,null,15.633796999608034,312.67593999216069,null,0,250,0,0,0,51.730388697699738,312.67593999216069,-260.94555129446098,6848.2812972576949,-255.72664026857177,-260.94555129446098,260.94555129446098,null,0,0,0,0.17120703243144236,14.75,1]
["2010-01-06T15:00:00",16.211558929397086,54.049337470609885,0,0,0,0,null,null,13.012425193997387,260.24850387994775,null,0,250,0,0,0,54.049337470609885,260.24850387994775,-206.19916640933786,7104.0079375262667,-202.0751830811511,-206.19916640933786,206.19916640933786,null,0,0,0,0.17760019843815666,15,1]
["2010-01-06T15:15:00",35.633325356447031,118.80150673839441,0,0,0,0,null,null,11.854295710547534,237.08591421095068,null,0,250,0,0,0,118.80150673839441,237.08591421095068,-118.28440747255627,7306.0831206074181,-115.91871932310514,-118.28440747255627,118.28440747255627,null,0,0,0,0.18265207801518546,15.25,1]
["2010-01-06T15:30:00",13.696894761201872,45.665447133847039,0,0,0,0,null,null,8.1608296978502288,163.21659395700459,null,0,250,0,0,0,45.665447133847039,163.21659395700459,-117.55114682315755,7422.0018399305236,-115.2001238866944,-117.55114682315755,117.55114682315755,null,0,0,0,0.18555004599826311,15.5,1]
["2010-01-06T15:45:00",15.997544431580575,53.335813134889641,0,0,0,0,null,null,4.289973356827157,85.799467136543143,null,0,250,0,0,0,53.335813134889641,85.799467136543143,-32.463654001653502,7537.2019638172178,-31.814380921620433,-32.463654001653502,32.463654001653502,null,0,0,0,0.18843004909543043,15.75,1]
["2010-01-06T16:00:00",16.693089954349063,55.654761907799774,0,0,0,0,null,null,1.9582632197139447,39.165264394278893,null,0,250,0,0,0,55.654761907799774,39.165264394278893,16.489497513520881,7569.0163447388386,16.826017870939676,16.489497513520881,0,null,0,0,0,0.18922540861847095,16,1]
["2010-01-06T16:15:00",15.83703315943441,52.800668553554324,0,0,0,0,null,null,0.50442623727983549,10.088524745596709,null,0,250,0,0,0,52.800668553554324,10.088524745596709,42.712143807957617,7552.1903268678989,43.583820212201651,42.712143807957617,0,null,0,0,0,0.18880475817169748,16.25,1]
["2010-01-06T16:30:00",19.04724285039811,63.503507663227303,0,0,0,0,null,null,1.7784636163428744E-3,3.5569272326857485E-2,null,0,250,0,0,0,63.503507663227303,3.5569272326857485E-2,63.467938390900443,7508.6065066556976,64.763202439694325,63.467938390900443,0,null,0,0,0,0.18771516266639243,16.5,1]
["2010-01-06T16:45:00",14.499446137135347,48.341153421209249,0,0,0,0,null,null,0,0,null,0,250,0,0,0,48.341153421209249,0,48.341153421209249,7443.8433042160032,49.327707572662497,48.341153421209249,0,null,0,0,0,0.18609608260540009,16.75,1]
["2010-01-06T17:00:00",14.927474335200779,49.768199433559403,0,0,0,0,null,null,0,0,null,0,250,0,0,0,49.768199433559403,0,49.768199433559403,7394.5155966433404,50.783876973019801,49.768199433559403,0,null,0,0,0,0.18486288991608352,17,1]
["2010-01-06T17:15:00",43.712352510438762,145.73698326980283,0,0,0,0,null,null,0,0,null,0,250,0,0,0,145.73698326980283,0,145.73698326980283,7343.7317196703207,148.71120741816617,145.73698326980283,0,null,0,0,0,0.183593292991758,17.25,1]
["2010-01-06T17:30:00",76.884517721928461,256.33298208490947,0,0,0,0,null,null,0,0,null,0,250,0,0,0,256.33298208490947,0,256.33298208490947,7195.0205122521547,261.56426743358111,256.33298208490947,0,null,0,0,0,0.17987551280630387,17.5,1]
["2010-01-06T17:45:00",18.137684026164486,60.471038543232396,0,0,0,0,null,null,0,0,null,0,250,0,0,0,60.471038543232396,0,60.471038543232396,6933.4562448185734,61.7051413706453,60.471038543232396,0,null,0,0,0,0.17333640612046436,17.75,1]
["2010-01-06T18:00:00",13.054851865928038,43.524876121004077,0,0,0,0,null,null,0,0,null,0,250,0,0,0,43.524876121004077,0,43.524876121004077,6871.7511034479285,44.413138898983753,43.524876121004077,0,null,0,0,0,0.17179377758619821,18,1]
["2010-01-06T18:15:00",21.722417692563806,72.422540587007731,0,0,0,0,null,null,0,0,null,0,250,0,0,0,72.422540587007731,0,72.422540587007731,6827.3379645489449,73.900551619395642,72.422540587007731,0,null,0,0,0,0.1706834491137236,18.25,1]
["2010-01-06T18:30:00",29.105899124395162,97.039067680733467,0,0,0,0,null,null,0,0,null,0,250,0,0,0,97.039067680733467,0,97.039067680733467,6753.4374129295493,99.019456817074968,97.039067680733467,0,null,0,0,0,0.16883593532323873,18.5,1]
["2010-01-06T18:45:00",15.46250978217447,51.552007613769682,0,0,0,0,null,null,0,0,null,0,250,0,0,0,51.552007613769682,0,51.552007613769682,6654.4179561124747,52.604089401805801,51.552007613769682,0,null,0,0,0,0.16636044890281187,18.75,1]
["2010-01-06T19:00:00",17.388634878941872,57.9737086863922,0,0,0,0,null,null,0,0,null,0,250,0,0,0,57.9737086863922,0,57.9737086863922,6601.8138667106687,59.156845598359389,57.9737086863922,0,null,0,0,0,0.16504534666776671,19,1]
["2010-01-06T19:15:00",31.353045768495424,104.53105459216374,0,0,0,0,null,null,0,0,null,0,250,0,0,0,104.53105459216374,0,104.53105459216374,6542.6570211123089,106.66434142057525,104.53105459216374,0,null,0,0,0,0.16356642552780773,19.25,1]
["2010-01-06T19:30:00",27.607801627517514,92.044410626143389,0,0,0,0,null,null,0,0,null,0,250,0,0,0,92.044410626143389,0,92.044410626143389,6435.9926796917334,93.922867985860606,92.044410626143389,0,null,0,0,0,0.16089981699229333,19.5,1]
["2010-01-06T19:45:00",31.032025218122033,103.46077207721886,0,0,0,0,null,null,0,0,null,0,250,0,0,0,103.46077207721886,0,103.46077207721886,6342.0698117058728,105.57221640532538,103.46077207721886,0,null,0,0,0,0.15855174529264682,19.75,1]
["2010-01-06T20:00:00",34.295737735972274,114.34198961173156,0,0,0,0,null,null,0,0,null,0,250,0,0,0,114.34198961173156,0,114.34198961173156,6236.4975953005478,116.67549960380772,114.34198961173156,0,null,0,0,0,0.15591243988251369,20,1]
["2010-01-06T20:15:00",30.49699016993214,101.67696522655376,0,0,0,0,null,null,0,0,null,0,250,0,0,0,101.67696522655376,0,101.67696522655376,6119.8220956967398,103.75200533321812,101.67696522655376,0,null,0,0,0,0.15299555239241849,20.25,1]
["2010-01-06T20:30:00",48.63467399670472,162.14800310501354,0,0,0,0,null,null,0,0,null,0,250,0,0,0,162.14800310501354,0,162.14800310501354,6016.0700903635216,165.45714602552403,162.14800310501354,0,null,0,0,0,0.15040175225908803,20.5,1]
["2010-01-06T20:45:00",33.86770993669063,112.91494492892656,0,0,0,0,null,null,0,0,null,0,250,0,0,0,112.91494492892656,0,112.91494492892656,5850.6129443379978,115.21933156012915,112.91494492892656,0,null,0,0,0,0.14626532360844993,20.75,1]
["2010-01-06T21:00:00",33.279171862222299,110.95275898864915,0,0,0,0,null,null,0,0,null,0,250,0,0,0,110.95275898864915,0,110.95275898864915,5735.3936127778688,113.21710100882567,110.95275898864915,0,null,0,0,0,0.1433848403194467,21,1]
["2010-01-06T21:15:00",30.711003870181063,102.39048690318367,0,0,0,0,null,null,0,0,null,0,250,0,0,0,102.39048690318367,0,102.39048690318367,5622.1765117690429,104.48008867671804,102.39048690318367,0,null,0,0,0,0.14055441279422606,21.25,1]
["2010-01-06T21:30:00",31.032025018730142,103.46077141244629,0,0,0,0,null,null,0,0,null,0,250,0,0,0,103.46077141244629,0,103.46077141244629,5517.6964230923249,105.57221572698602,103.46077141244629,0,null,0,0,0,0.13794241057730813,21.5,1]
["2010-01-06T21:45:00",26.43072507979705,88.12003741604336,0,0,0,0,null,null,0,0,null,0,250,0,0,0,88.12003741604336,0,88.12003741604336,5412.1242073653393,89.918405526574858,88.12003741604336,0,null,0,0,0,0.13530310518413347,21.75,1]
["2010-01-06T22:00:00",63.455141082997251,211.55944037071285,0,0,0,0,null,null,0,0,null,0,250,0,0,0,211.55944037071285,0,211.55944037071285,5322.2058018387643,215.87697997011514,211.55944037071285,0,null,0,0,0,0.1330551450459691,22,1]
["2010-01-06T22:15:00",94.861690276554896,316.26887538203403,0,0,0,0,null,null,0,0,null,0,250,0,0,0,316.26887538203403,0,316.26887538203403,5106.3288218686494,322.72334222656536,316.26887538203403,0,null,0,0,0,0.12765822054671624,22.25,1]
["2010-01-06T22:30:00",65.702287328313716,219.05142595259792,0,0,0,0,null,null,0,0,null,0,250,0,0,0,219.05142595259792,0,219.05142595259792,4783.605479642084,223.52186321693665,219.05142595259792,0,null,0,0,0,0.1195901369910521,22.5,1]
["2010-01-06T22:45:00",46.066506004663495,153.58573101954809,0,0,0,0,null,null,0,0,null,0,250,0,0,0,153.58573101954809,0,153.58573101954809,4560.0836164251477,156.72013369341641,153.58573101954809,0,null,0,0,0,0.1140020904106287,22.75,1]
["2010-01-06T23:00:00",93.470599430409834,311.63097850098637,0,0,0,0,null,null,0,0,null,0,250,0,0,0,311.63097850098637,0,311.63097850098637,4403.363482731731,317.99079438876163,311.63097850098637,0,null,0,0,0,0.11008408706829327,23,1]
["2010-01-06T23:15:00",42.588779786564317,141.99099180840543,0,0,0,0,null,null,0,0,null,0,250,0,0,0,141.99099180840543,0,141.99099180840543,4085.3726883429695,144.88876715143411,141.99099180840543,0,null,0,0,0,0.10213431720857423,23.25,1]
["2010-01-06T23:30:00",18.779726123870731,62.611606896985016,0,0,0,0,null,null,0,0,null,0,250,0,0,0,62.611606896985016,0,62.611606896985016,3940.4839211915355,63.889394792841856,62.611606896985016,0,null,0,0,0,9.8512098029788386E-2,23.5,1]
["2010-01-06T23:45:00",16.639586130503041,55.47638015909714,0,0,0,0,null,null,0,0,null,0,250,0,0,0,55.47638015909714,0,55.47638015909714,3876.5945263986937,56.608551182752187,55.47638015909714,0,null,0,0,0,9.6914863159967335E-2,23.75,1]
["2010-01-07",20.919865120278949,69.746830311010015,0,0,0,{"$f":"F580*$G$2","v":0},null,null,0,0,null,0,250,0,0,0,69.746830311010015,0,69.746830311010015,3819.9859752159414,71.170235011234709,69.746830311010015,0,null,0,0,0,{"$f":"U580*(1-bat_soc*0.01)/bat_cap_use/1000+bat_soc*0.01","v":9.5499649380398538E-2},0,1]
["2010-01-07T00:15:00",20.010305897261539,{"$f":"B581*$C$2","v":66.714359861469973},114.15525114155253,{"$f":"D581*$E$2","v":380.47945205479459},228.49462365590202,761.57258064512143,null,null,0,{"$f":"IF(J581>(250*$J$2),250*$J$2*$K$2,J581 * $K$2)","v":0},null,{"$f":"$M$2*L581","v":0},250,{"$f":"N581*$O$2","v":0},{"$f":"J581*$K$2-K581","v":0},{"$f":"P581*$Q$2","v":0},{"$f":"C581+E581+G581+I581","v":1208.7663925613861},0,{"$f":"R581-S581","v":1208.7663925613861},3748.8157402047068,{"$f":"IF(T581>0,              IF((U581-T581/$W$2)>0,T581/$W$2,U581),    IF((U581-T581*$V$2)<($U$2),T581*$V$2,-$U$2+U581))","v":1233.435094450394},{"$f":"IF(T581>0,IF((U581-T581/$W$2)>0,T581,U581*$W$2),IF((U581-T581*$V$2)<$U$2,T581,(-$U$2+U581)/$V$2))","v":1208.7663925613861},{"$f":"IF(W581<0,-W581,0)","v":0},null,{"$f":"IF(AA581>0,AA581,0)","v":0},{"$f":"T581-W581","v":0},{"$f":"IF(AA581<0,-AA581,0)","v":0},9.3720393505117669E-2,{"$f":"MINUTE(A581)/60 + HOUR(A581)","v":0.25},{"$f":"MONTH(A581)","v":1}]
["2010-01-07T00:30:00",19.314760573884943,64.395411753332397,114.15525114155253,380.47945205479459,228.49462365590202,761.57258064512143,null,null,0,0,null,0,250,0,0,0,1206.4474444532484,{"$f":"K582+M582+O582+Q582","v":0},1206.4474444532484,{"$f":"U581-V581","v":2515.3806457543128},1231.0688208706617,1206.4474444532484,0,null,0,0,0,6.288451614385783E-2,0.5,1]
["2010-01-07T00:45:00",18.886732375819513,62.968365740982257,114.15525114155253,380.47945205479459,228.49462365590202,761.57258064512143,null,null,0,0,null,0,250,0,0,0,1205.0203984408984,0,1205.0203984408984,1284.3118248836511,1229.6126514703044,1205.0203984408984,0,null,0,0,0,3.2107795622091276E-2,0.75,1]
["2010-01-07T01:00:00",18.565711426662332,61.898081896492215,114.15525114155253,380.47945205479459,228.49462365590202,761.57258064512143,null,null,0,0,null,0,250,0,0,0,1203.9501145964082,0,1203.9501145964082,54.699173413346671,54.699173413346671,53.605189945079736,0,null,1150.3449246513285,1150.3449246513285,0,1.3674793353336667E-3,1,1]
["2010-01-07T01:15:00",15.409004761977084,51.373621876431599,114.15525114155253,380.47945205479459,228.49462365590202,761.57258064512143,null,null,0,0,null,0,250,0,0,0,1193.4256545763476,0,1193.4256545763476,0,0,0,0,null,1193.4256545763476,1193.4256545763476,0,0,1.25,1]
["2010-01-07T01:30:00",15.2484940880066,50.838479289414003,114.15525114155253,380.47945205479459,228.49462365590202,761.57258064512143,null,null,0,0,null,0,250,0,0,0,1192.89051198933,0,1192.89051198933,0,0,0,0,null,1192.89051198933,1192.89051198933,0,0,1.5,1]
["2010-01-07T01:45:00",19.475271247855428,64.93055434035,114.15525114155253,380.47945205479459,228.49462365590202,761.57258064512143,null,null,0,0,null,0,250,0,0,0,1206.982587040266,0,1206.982587040266,0,0,0,0,null,1206.982587040266,1206.982587040266,0,0,1.75,1]
["2010-01-07T02:00:00",17.495640931498748,58.330466865616827,114.15525114155253,380.47945205479459,228.49462365590202,761.57258064512143,null,null,0,0,null,0,250,0,0,0,1200.3824995655327,0,1200.3824995655327,0,0,0,0,null,1200.3824995655327,1200.3824995655327,0,0,2,1]
["2010-01-07T02:15:00",15.087985607346949,50.303344014894734,114.15525114155253,380.47945205479459,228.49462365590202,761.57258064512143,null,null,0,0,null,0,250,0,0,0,1192.3553767148107,0,1192.3553767148107,0,0,0,0,null,1192.3553767148107,1192.3553767148107,0,0,2.25,1]
["2010-01-07T02:30:00",15.783529534980284,52.622287469624268,114.15525114155253,380.47945205479459,228.49462365590202,761.57258064512143,null,null,0,0,null,0,250,0,0,0,1194.6743201695404,0,1194.6743201695404,0,0,0,0,null,1194.6743201695404,1194.6743201695404,0,0,2.5,1]
["2010-01-07T02:45:00",14.713461033735642,49.054679086474636,114.15525114155253,380.47945205479459,228.49462365590202,761.57258064512143,null,null,0,0,null,0,250,0,0,0,1191.1067117863906,0,1191.1067117863906,0,0,0,0,null,1191.1067117863906,1191.1067117863906,0,0,2.75,1]
["2010-01-07T03:00:00",17.49564232724201,58.330471519024861,114.15525114155253,380.47945205479459,228.49462365590202,761.57258064512143,null,null,0,0,null,0,250,0,0,0,1200.382504218941,0,1200.382504218941,0,0,0,0,null,1200.382504218941,1200.382504218941,0,0,3,1]
["2010-01-07T03:15:00",15.62301925979359,52.087146212151829,114.15525114155253,380.47945205479459,228.49462365590202,761.57258064512143,null,null,0,0,null,0,250,0,0,0,1194.1391789120678,0,1194.1391789120678,0,0,0,0,null,1194.1391789120678,1194.1391789120678,0,0,3.25,1]
["2010-01-07T03:30:00",14.338935861948652,47.80601216373681,114.15525114155253,380.47945205479459,228.49462365590202,761.57258064512143,null,null,0,0,null,0,250,0,0,0,1189.8580448636528,0,1189.8580448636528,0,0,0,0,null,1189.8580448636528,1189.8580448636528,0,0,3.5,1]
["2010-01-07T03:45:00",16.051047657250912,53.51419288927454,114.15525114155253,380.47945205479459,228.49462365590202,761.57258064512143,null,null,0,0,null,0,250,0,0,0,1195.5662255891907,0,1195.5662255891907,0,0,0,0,null,1195.5662255891907,1195.5662255891907,0,0,3.75,1]
["2010-01-07T04:00:00",14.392439087618992,47.984391918121723,114.15525114155253,380.47945205479459,228.49462365590202,761.57258064512143,null,null,0,0,null,0,250,0,0,0,1190.0364246180377,0,1190.0364246180377,0,0,0,0,null,1190.0364246180377,1190.0364246180377,0,0,4,1]
["2010-01-07T04:15:00",15.141488434233496,50.481722439734476,114.15525114155253,380.47945205479459,228.49462365590202,761.57258064512143,null,null,0,0,null,0,250,0,0,0,1192.5337551396506,0,1192.5337551396506,0,0,0,0,null,1192.5337551396506,1192.5337551396506,0,0,4.25,1]
["2010-01-07T04:30:00",14.07141773967802,46.914106744086524,114.15525114155253,380.47945205479459,228.49462365590202,761.57258064512143,null,null,0,0,null,0,250,0,0,0,1188.9661394440027,0,1188.9661394440027,0,0,0,0,null,1188.9661394440027,1188.9661394440027,0,0,4.5,1]
["2010-01-07T04:45:00",15.730026508701838,52.443908380011933,114.15525114155253,380.47945205479459,228.49462365590202,761.57258064512143,null,null,0,0,null,0,250,0,0,0,1194.4959410799279,0,1194.4959410799279,0,0,0,0,null,1194.4959410799279,1194.4959410799279,0,0,4.75,1]
["2010-01-07T05:00:00",13.215362340506626,44.060018043249094,114.15525114155253,380.47945205479459,228.49462365590202,761.57258064512143,null,null,0,0,null,0,250,0,0,0,1186.1120507431651,0,1186.1120507431651,0,0,0,0,null,1186.1120507431651,1186.1120507431651,0,0,5,1]
["2010-01-07T05:15:00",16.425571832078429,54.762856488149481,114.15525114155253,380.47945205479459,228.49462365590202,761.57258064512143,null,null,0,0,null,0,250,0,0,0,1196.8148891880655,0,1196.8148891880655,0,0,0,0,null,1196.8148891880655,1196.8148891880655,0,0,5.25,1]
["2010-01-07T05:30:00",14.552948964021903,48.519531846049027,114.15525114155253,380.47945205479459,228.49462365590202,761.57258064512143,null,null,0,0,null,0,250,0,0,0,1190.571564545965,0,1190.571564545965,0,0,0,0,null,1190.571564545965,1190.571564545965,0,0,5.5,1]
["2010-01-07T05:45:00",13.26886516739318,44.238396468088865,114.15525114155253,380.47945205479459,228.49462365590202,761.57258064512143,null,null,0,0,null,0,250,0,0,0,1186.2904291680049,0,1186.2904291680049,0,0,0,0,null,1186.2904291680049,1186.2904291680049,0,0,5.75,1]
["2010-01-07T06:00:00",15.355501536306745,51.195242122046686,114.15525114155253,380.47945205479459,228.49462365590202,761.57258064512143,null,null,0,0,null,0,250,0,0,0,1193.2472748219627,0,1193.2472748219627,0,0,0,0,null,1193.2472748219627,1193.2472748219627,0,0,6,1]
["2010-01-07T06:15:00",13.482879665209685,44.951920803809088,0,0,0,0,null,null,0,0,null,0,250,0,0,0,44.951920803809088,0,44.951920803809088,0,0,0,0,null,44.951920803809088,44.951920803809088,0,0,6.25,1]
["2010-01-07T06:30:00",15.837033358826305,52.800669218326902,0,0,0,0,null,null,0,0,null,0,250,0,0,0,52.800669218326902,0,52.800669218326902,0,0,0,0,null,52.800669218326902,52.800669218326902,0,0,6.5,1]
["2010-01-07T06:45:00",17.121116756671235,57.0818032667419,0,0,0,0,null,null,0,0,null,0,250,0,0,0,57.0818032667419,0,57.0818032667419,0,0,0,0,null,57.0818032667419,57.0818032667419,0,0,6.75,1]
["2010-01-07T07:00:00",15.409006157720338,51.373626529839605,0,0,0,0,null,null,0,0,null,0,250,0,0,0,51.373626529839605,0,51.373626529839605,0,0,0,0,null,51.373626529839605,51.373626529839605,0,0,7,1]
["2010-01-07T07:15:00",13.80390141193444,46.022207307389422,0,0,0,0,null,null,0,0,null,0,250,0,0,0,46.022207307389422,0,46.022207307389422,0,0,0,0,null,46.022207307389422,46.022207307389422,0,0,7.25,1]
["2010-01-07T07:30:00",19.36826379955528,64.573791507717303,0,0,0,0,null,null,0,0,null,0,250,0,0,0,64.573791507717303,0,64.573791507717303,0,0,0,0,null,64.573791507717303,64.573791507717303,0,0,7.5,1]
["2010-01-07T07:45:00",16.158054507375375,53.870953727589502,0,0,0,0,null,null,0,0,null,0,250,0,0,0,53.870953727589502,0,53.870953727589502,0,0,0,0,null,53.870953727589502,53.870953727589502,0,0,7.75,1]
["2010-01-07T08:00:00",64.311197080344314,214.41353106586794,0,0,0,0,null,null,0.44511371193422838,8.9022742386845675,null,0,250,0,0,0,214.41353106586794,8.9022742386845675,205.51125682718339,0,0,0,0,null,205.51125682718339,205.51125682718339,0,0,8,1]
["2010-01-07T08:15:00",24.504599185462069,81.698333684330535,0,0,0,0,null,null,2.7979260251158307,55.958520502316617,null,0,250,0,0,0,81.698333684330535,55.958520502316617,25.739813182013918,0,0,0,0,null,25.739813182013918,25.739813182013918,0,0,8.25,1]
["2010-01-07T08:30:00",13.161859513620078,43.881639618409338,0,0,0,0,null,null,4.1040707395547011,82.081414791094019,null,0,250,0,0,0,43.881639618409338,82.081414791094019,-38.199775172684681,0,-37.435779669230989,-38.199775172684681,38.199775172684681,null,0,0,0,0,8.5,1]
["2010-01-07T08:45:00",15.890537780848,52.979052961347229,0,0,0,0,null,null,5.0395501250262198,100.7910025005244,null,0,250,0,0,0,52.979052961347229,100.7910025005244,-47.811949539177171,37.435779669230989,-46.855710548393624,-47.811949539177171,47.811949539177171,null,0,0,0,9.3589449173077475E-4,8.75,1]
["2010-01-07T09:00:00",14.606452787867921,48.697913594751647,0,0,0,0,null,null,7.0922695457856308,141.84539091571261,null,0,250,0,0,0,48.697913594751647,141.84539091571261,-93.147477320960974,84.291490217624613,-91.284527774541758,-93.147477320960974,93.147477320960974,null,0,0,0,2.1072872554406151E-3,9,1]
["2010-01-07T09:15:00",16.26506195567552,54.227716560222184,0,0,0,0,null,null,17.803750446203232,356.0750089240646,null,0,250,0,0,0,54.227716560222184,356.0750089240646,-301.84729236384243,175.57601799216638,-295.81034651656557,-301.84729236384243,301.84729236384243,null,0,0,0,4.3894004498041591E-3,9.25,1]
["2010-01-07T09:30:00",54.145533358047111,180.52120821572908,0,0,0,0,null,null,16.636576838311157,332.73153676622314,null,0,250,0,0,0,180.52120821572908,332.73153676622314,-152.21032855049407,471.38636450873196,-149.16612197948419,-152.21032855049407,152.21032855049407,null,0,0,0,1.1784659112718298E-2,9.5,1]
["2010-01-07T09:45:00",32.102094716326143,107.02838378423137,0,0,0,0,null,null,15.347304745401729,306.94609490803458,null,0,250,0,0,0,107.02838378423137,306.94609490803458,-199.9177111238032,620.55248648821612,-195.91935690132712,-199.9177111238032,199.9177111238032,null,0,0,0,1.5513812162205402E-2,9.75,1]
["2010-01-07T10:00:00",15.783530133155965,52.622289463941989,0,0,0,0,null,null,25.359446663751896,507.18893327503793,null,0,250,0,0,0,52.622289463941989,507.18893327503793,-454.56664381109596,816.47184338954321,-445.47531093487402,-454.56664381109596,454.56664381109596,null,0,0,0,2.041179608473858E-2,10,1]
["2010-01-07T10:15:00",65.434770003610666,218.15952319203797,0,0,0,0,null,null,44.601434618216949,892.02869236433901,null,0,250,0,0,0,218.15952319203797,892.02869236433901,-673.8691691723011,1261.9471543244172,-660.39178578885503,-673.8691691723011,673.8691691723011,null,0,0,0,3.1548678858110427E-2,10.25,1]
["2010-01-07T10:30:00",34.456248609334672,114.87713286352179,0,0,0,0,null,null,60.881975994275393,1217.639519885508,null,0,250,0,0,0,114.87713286352179,1217.639519885508,-1102.7623870219861,1922.3389401132722,-1080.7071392815465,-1102.7623870219861,1102.7623870219861,null,0,0,0,4.8058473502831801E-2,10.5,1]
["2010-01-07T10:45:00",23.060004515470965,76.882055054580192,0,0,0,0,null,null,69.441402258447312,1388.8280451689461,null,0,250,0,0,0,76.882055054580192,1388.8280451689461,-1311.9459901143659,3003.0460793948187,-1285.7070703120785,-1311.9459901143659,1311.9459901143659,null,0,0,0,7.5076151984870471E-2,10.75,1]
["2010-01-07T11:00:00",22.203949116299572,74.027966353742769,0,0,0,0,null,null,72.96374815828004,1459.2749631656009,null,0,250,0,0,0,74.027966353742769,1459.2749631656009,-1385.246996811858,4288.7531497068976,-1357.5420568756208,-1385.246996811858,1385.246996811858,null,0,0,0,0.10721882874267244,11,1]
["2010-01-07T11:15:00",20.866361695216725,69.568449891852566,0,0,0,0,null,null,77.05003489147056,1541.0006978294111,null,0,250,0,0,0,69.568449891852566,1541.0006978294111,-1471.4322479375585,5646.2952065825184,-1442.0036029788073,-1471.4322479375585,1471.4322479375585,null,0,0,0,0.14115738016456297,11.25,1]
["2010-01-07T11:30:00",12.894341590741343,42.989734863531638,0,0,0,0,null,null,78.107231688689453,1562.1446337737891,null,0,250,0,0,0,42.989734863531638,1562.1446337737891,-1519.1548989102575,7088.2988095613255,-1488.7718009320524,-1519.1548989102575,1519.1548989102575,null,0,0,0,0.17720747023903313,11.5,1]
["2010-01-07T11:45:00",16.265061955675527,54.227716560222213,0,0,0,0,null,null,72.733840634941558,1454.6768126988311,null,0,250,0,0,0,54.227716560222213,1454.6768126988311,-1400.4490961386089,8577.0706104933779,-1372.4401142158367,-1400.4490961386089,1400.4490961386089,null,0,0,0,0.21442676526233445,11.75,1]
["2010-01-07T12:00:00",14.392439087618992,47.984391918121723,0,0,0,0,null,null,67.073917969348713,1341.4783593869743,null,0,250,0,0,0,47.984391918121723,1341.4783593869743,-1293.4939674688526,9949.5107247092146,-1267.6240881194756,-1293.4939674688526,1293.4939674688526,null,0,0,0,0.24873776811773035,12,1]
["2010-01-07T12:15:00",14.820467285684426,49.411437930471877,0,0,0,0,null,null,66.373933188590129,1327.4786637718025,null,0,250,0,0,0,49.411437930471877,1327.4786637718025,-1278.0672258413306,11217.13481282869,-1252.5058813245039,-1278.0672258413306,1278.0672258413306,null,0,0,0,0.28042837032071727,12.25,1]
["2010-01-07T12:30:00",19.421768221576986,64.752175250737679,0,0,0,0,null,null,73.520088487988033,1470.4017697597606,null,0,250,0,0,0,64.752175250737679,1470.4017697597606,-1405.6495945090228,12469.640694153193,-1377.5366026188424,-1405.6495945090228,1405.6495945090228,null,0,0,0,0.31174101735382981,12.5,1]
["2010-01-07T12:45:00",30.175969420166844,100.60668204683626,0,0,0,0,null,null,73.870841096890217,1477.4168219378043,null,0,250,0,0,0,100.60668204683626,1477.4168219378043,-1376.810139890968,13847.177296772035,-1349.2739370931486,-1376.810139890968,1376.810139890968,null,0,0,0,0.34617943241930088,12.75,1]
["2010-01-07T13:00:00",30.122465596320829,100.42830029813365,0,0,0,0,null,null,71.640541271429697,1432.8108254285939,null,0,250,0,0,0,100.42830029813365,1432.8108254285939,-1332.3825251304602,15196.451233865184,-1305.734874627851,-1332.3825251304602,1332.3825251304602,null,0,0,0,0.37991128084662962,13,1]
["2010-01-07T13:15:00",23.434529288474167,78.130720647772876,0,0,0,0,null,null,68.303261570188994,1366.0652314037798,null,0,250,0,0,0,78.130720647772876,1366.0652314037798,-1287.9345107560068,16502.186108493035,-1262.1758205408867,-1287.9345107560068,1287.9345107560068,null,0,0,0,0.41255465271232589,13.25,1]
["2010-01-07T13:30:00",19.635781523042123,65.465695597822446,0,0,0,0,null,null,63.599833609307737,1271.9966721861547,null,0,250,0,0,0,65.465695597822446,1271.9966721861547,-1206.5309765883321,17764.361929033923,-1182.4003570565656,-1206.5309765883321,1206.5309765883321,null,0,0,0,0.44410904822584807,13.5,1]
["2010-01-07T13:45:00",17.8166628776154,59.400754033969747,0,0,0,0,null,null,59.306820262667479,1186.1364052533495,null,0,250,0,0,0,59.400754033969747,1186.1364052533495,-1126.7356512193796,18946.762286090488,-1104.200938194992,-1126.7356512193796,1126.7356512193796,null,0,0,0,0.47366905715226221,13.75,1]
["2010-01-07T14:00:00",48.046135523452591,160.18581583519094,0,0,0,0,null,null,54.501168554538289,1090.0233710907657,null,0,250,0,0,0,160.18581583519094,1090.0233710907657,-929.83755525557478,20050.963224285479,-911.2408041504633,-929.83755525557478,929.83755525557478,null,0,0,0,0.50127408060713696,14,1]
["2010-01-07T14:15:00",54.199037181893154,180.69958996443177,0,0,0,0,null,null,48.444131808178589,968.88263616357176,null,0,250,0,0,0,180.69958996443177,968.88263616357176,-788.18304619913999,20962.204028435943,-772.4193852751572,-788.18304619913999,788.18304619913999,null,0,0,0,0.52405510071089867,14.25,1]
["2010-01-07T14:30:00",42.267758039839542,140.92070530482505,0,0,0,0,null,null,31.531969536393856,630.63939072787707,null,0,250,0,0,0,140.92070530482505,630.63939072787707,-489.71868542305202,21734.623413711099,-479.924311714591,-489.71868542305202,489.71868542305202,null,0,0,0,0.54336558534277746,14.5,1]
["2010-01-07T14:45:00",17.977173750977787,59.935897285759943,0,0,0,0,null,null,23.311553359281252,466.23106718562502,null,0,250,0,0,0,59.935897285759943,466.23106718562502,-406.29516989986507,22214.547725425691,-398.16926650186775,-406.29516989986507,406.29516989986507,null,0,0,0,0.55536369313564227,14.75,1]
["2010-01-07T15:00:00",17.656152403036817,58.865612111724751,0,0,0,0,null,null,18.593950704951428,371.87901409902855,null,0,250,0,0,0,58.865612111724751,371.87901409902855,-313.01340198730378,22612.716991927558,-306.75313394755767,-313.01340198730378,313.01340198730378,null,0,0,0,0.56531792479818899,15,1]
["2010-01-07T15:15:00",13.322369788806775,44.416780875881791,0,0,0,0,null,null,13.835268605814482,276.70537211628965,null,0,250,0,0,0,44.416780875881791,276.70537211628965,-232.28859124040787,22919.470125875116,-227.64281941559972,-232.28859124040787,232.28859124040787,null,0,0,0,0.57298675314687786,15.25,1]
["2010-01-07T15:30:00",36.114856979574689,120.40693316990202,0,0,0,0,null,null,11.215074920019095,224.30149840038189,null,0,250,0,0,0,120.40693316990202,224.30149840038189,-103.89456523047987,23147.112945290715,-101.81667392587028,-103.89456523047987,103.89456523047987,null,0,0,0,0.57867782363226783,15.5,1]
["2010-01-07T15:45:00",18.458704775929768,61.541321722949846,0,0,0,0,null,null,7.3236978540825159,146.47395708165033,null,0,250,0,0,0,61.541321722949846,146.47395708165033,-84.93263535870048,23248.929619216586,-83.233982651526475,-84.93263535870048,84.93263535870048,null,0,0,0,0.58122324048041474,15.75,1]
["2010-01-07T16:00:00",13.696894163026187,45.665445139529311,0,0,0,{"$f":"F644*$G$2","v":0},null,null,4.3218945037988865,86.437890075977734,null,0,250,0,0,0,45.665445139529311,86.437890075977734,-40.772444936448423,23332.163601868113,-39.956996037719456,-40.772444936448423,40.772444936448423,null,0,0,0,{"$f":"U644*(1-bat_soc*0.01)/bat_cap_use/1000+bat_soc*0.01","v":0.58330409004670292},16,1]
["2010-01-07T16:15:00",55.376113929005506,{"$f":"B645*$C$2","v":184.62396383930437},0,{"$f":"D645*$E$2","v":0},0,0,null,null,1.6530134845531479,{"$f":"IF(J645>(250*$J$2),250*$J$2*$K$2,J645 * $K$2)","v":33.060269691062956},null,{"$f":"$M$2*L645","v":0},250,{"$f":"N645*$O$2","v":0},{"$f":"J645*$K$2-K645","v":0},{"$f":"P645*$Q$2","v":0},{"$f":"C645+E645+G645+I645","v":184.62396383930437},33.060269691062956,{"$f":"R645-S645","v":151.56369414824141},23372.120597905832,{"$f":"IF(T645>0,              IF((U645-T645/$W$2)>0,T645/$W$2,U645),    IF((U645-T645*$V$2)<($U$2),T645*$V$2,-$U$2+U645))","v":154.65683076351164},{"$f":"IF(T645>0,IF((U645-T645/$W$2)>0,T645,U645*$W$2),IF((U645-T645*$V$2)<$U$2,T645,(-$U$2+U645)/$V$2))","v":151.56369414824141},{"$f":"IF(W645<0,-W645,0)","v":0},null,{"$f":"IF(AA645>0,AA645,0)","v":0},{"$f":"T645-W645","v":0},{"$f":"IF(AA645<0,-AA645,0)","v":0},0.5843030149476458,{"$f":"MINUTE(A645)/60 + HOUR(A645)","v":16.25},{"$f":"MONTH(A645)","v":1}]
["2010-01-07T16:30:00",26.484228305467376,88.298417170428237,0,0,0,0,null,null,0.16664355601622524,3.3328711203245049,null,0,250,0,0,0,88.298417170428237,{"$f":"K646+M646+O646+Q646","v":3.3328711203245049},84.96554605010374,{"$f":"U645-V645","v":23217.463767142319},86.699536785820143,84.96554605010374,0,null,0,0,0,0.58043659417855797,16.5,1]
["2010-01-07T16:45:00",19.261257547606505,64.21703266372009,0,0,0,0,null,null,0,0,null,0,250,0,0,0,64.21703266372009,0,64.21703266372009,23130.764230356497,65.527584350734784,64.21703266372009,0,null,0,0,0,0.57826910575891244,16.75,1]
["2010-01-07T17:00:00",16.318564782562078,54.406094985061969,0,0,0,0,null,null,0,0,null,0,250,0,0,0,54.406094985061969,0,54.406094985061969,23065.236646005764,55.516423454144871,54.406094985061969,0,null,0,0,0,0.57663091615014417,17,1]
["2010-01-07T17:15:00",13.32236998819867,44.416781540654362,0,0,0,0,null,null,0,0,null,0,250,0,0,0,44.416781540654362,0,44.416781540654362,23009.720222551619,45.323246470055473,44.416781540654362,0,null,0,0,0,0.57524300556379049,17.25,1]
["2010-01-07T17:30:00",57.997784947325194,193.3646150143822,0,0,0,0,null,null,0,0,null,0,250,0,0,0,193.3646150143822,0,193.3646150143822,22964.396976081563,197.31083164732877,193.3646150143822,0,null,0,0,0,0.57410992440203901,17.5,1]
["2010-01-07T17:45:00",14.445943110856907,48.162774331596928,0,0,0,0,null,null,0,0,null,0,250,0,0,0,48.162774331596928,0,48.162774331596928,22767.086144434234,49.145688093466255,48.162774331596928,0,null,0,0,0,0.56917715361085586,17.75,1]
["2010-01-07T18:00:00",17.174620779909151,57.260185680217113,0,0,0,0,null,null,0,0,null,0,250,0,0,0,57.260185680217113,0,57.260185680217113,22717.940456340766,58.428760898180727,57.260185680217113,0,null,0,0,0,0.56794851140851921,18,1]
["2010-01-07T18:15:00",16.372068407016204,54.584476068992025,0,0,0,0,null,null,0,0,null,0,250,0,0,0,54.584476068992025,0,54.584476068992025,22659.511695442587,55.698444968359212,54.584476068992025,0,null,0,0,0,0.56648779238606473,18.25,1]
["2010-01-07T18:30:00",28.945389048600365,96.50392708803362,0,0,0,0,null,null,0,0,null,0,250,0,0,0,96.50392708803362,0,96.50392708803362,22603.813250474228,98.473394987789405,96.50392708803362,0,null,0,0,0,0.56509533126185563,18.5,1]
["2010-01-07T18:45:00",22.310955966424036,74.384727192057738,0,0,0,0,null,null,0,0,null,0,250,0,0,0,74.384727192057738,0,74.384727192057738,22505.33985548644,75.902782849038516,74.384727192057738,0,null,0,0,0,0.56263349638716098,18.75,1]
["2010-01-07T19:00:00",24.986130609197836,83.303759451065588,0,0,0,0,null,null,0,0,null,0,250,0,0,0,83.303759451065588,0,83.303759451065588,22429.4370726374,85.003836174556724,83.303759451065588,0,null,0,0,0,0.56073592681593509,19,1]
["2010-01-07T19:15:00",19.796291798228829,66.000836855294921,0,0,0,0,null,null,0,0,null,0,250,0,0,0,66.000836855294921,0,66.000836855294921,22344.433236462843,67.347792709484608,66.000836855294921,0,null,0,0,0,0.55861083091157104,19.25,1]
["2010-01-07T19:30:00",14.499445738351564,48.341152091664114,0,0,0,0,null,null,0,0,null,0,250,0,0,0,48.341152091664114,0,48.341152091664114,22277.085443753356,49.327706215983788,48.341152091664114,0,null,0,0,0,0.55692713609383393,19.5,1]
["2010-01-07T19:45:00",14.285431240535058,47.627627755943884,0,0,0,0,null,null,0,0,null,0,250,0,0,0,47.627627755943884,0,47.627627755943884,22227.757737537373,48.59962015912641,47.627627755943884,0,null,0,0,0,0.55569394343843426,19.75,1]
["2010-01-07T20:00:00",15.141487836057815,50.481720445416755,0,0,0,0,null,null,0,0,null,0,250,0,0,0,50.481720445416755,0,50.481720445416755,22179.158117378247,51.511959638180365,50.481720445416755,0,null,0,0,0,0.55447895293445615,20,1]
["2010-01-07T20:15:00",20.063809122931879,66.892739615854879,0,0,0,0,null,null,0,0,null,0,250,0,0,0,66.892739615854879,0,66.892739615854879,22127.646157740066,68.257897567198853,66.892739615854879,0,null,0,0,0,0.5531911539435016,20.25,1]
["2010-01-07T20:30:00",20.438333696543182,68.141404544274977,0,0,0,0,null,null,0,0,null,0,250,0,0,0,68.141404544274977,0,68.141404544274977,22059.388260172866,69.532045453341809,68.141404544274977,0,null,0,0,0,0.55148470650432158,20.5,1]
["2010-01-07T20:45:00",24.665109660040663,82.233475606575567,0,0,0,0,null,null,0,0,null,0,250,0,0,0,82.233475606575567,0,82.233475606575567,21989.856214719523,83.911709802628124,82.233475606575567,0,null,0,0,0,0.54974640536798802,20.75,1]
["2010-01-07T21:00:00",22.04343844232908,73.492823766725152,0,0,0,0,null,null,0,0,null,0,250,0,0,0,73.492823766725152,0,73.492823766725152,21905.944504916893,74.992677312984853,73.492823766725152,0,null,0,0,0,0.5476486126229223,21,1]
["2010-01-07T21:15:00",21.93643159220462,73.136062928410212,0,0,0,0,null,null,0,0,null,0,250,0,0,0,73.136062928410212,0,73.136062928410212,21830.951827603909,74.628635641234908,73.136062928410212,0,null,0,0,0,0.54577379569009765,21.25,1]
["2010-01-07T21:30:00",25.307151558355017,84.374043295555623,0,0,0,0,null,null,0,0,null,0,250,0,0,0,84.374043295555623,0,84.374043295555623,21756.323191962674,86.095962546485325,84.374043295555623,0,null,0,0,0,0.54390807979906686,21.5,1]
["2010-01-07T21:45:00",59.281868145778212,197.64574839802455,0,0,0,0,null,null,0,0,null,0,250,0,0,0,197.64574839802455,0,197.64574839802455,21670.227229416188,201.67933510002504,197.64574839802455,0,null,0,0,0,0.5417556807354047,21.75,1]
["2010-01-07T22:00:00",26.270214007042775,87.584893499480614,0,0,0,0,null,null,0,0,null,0,250,0,0,0,87.584893499480614,0,87.584893499480614,21468.547894316165,89.372340305592459,87.584893499480614,0,null,0,0,0,0.5367136973579042,22,1]
["2010-01-07T22:15:00",24.023067761726303,80.092907917595497,0,0,0,0,null,null,0,0,null,0,250,0,0,0,80.092907917595497,0,80.092907917595497,21379.175554010573,81.727457058770923,80.092907917595497,0,null,0,0,0,0.53447938885026425,22.25,1]
["2010-01-07T22:30:00",23.113508139925099,77.060436138510283,0,0,0,0,null,null,0,0,null,0,250,0,0,0,77.060436138510283,0,77.060436138510283,21297.448096951801,78.633098100520698,77.060436138510283,0,null,0,0,0,0.53243620242379508,22.5,1]
["2010-01-07T22:45:00",22.952997864738396,76.525294881037809,0,0,0,0,null,null,0,0,null,0,250,0,0,0,76.525294881037809,0,76.525294881037809,21218.814998851281,78.087035592895731,76.525294881037809,0,null,0,0,0,0.53047037497128202,22.75,1]
["2010-01-07T23:00:00",28.356850575348229,94.541739818210999,0,0,0,0,null,null,0,0,null,0,250,0,0,0,94.541739818210999,0,94.541739818210999,21140.727963258385,96.471163079807141,94.541739818210999,0,null,0,0,0,0.52851819908145969,23,1]
["2010-01-07T23:15:00",31.674066917044502,105.60133910142638,0,0,0,0,null,null,0,0,null,0,250,0,0,0,105.60133910142638,0,105.60133910142638,21044.256800178577,107.75646847084325,105.60133910142638,0,null,0,0,0,0.52610642000446439,23.25,1]
["2010-01-07T23:30:00",21.775920519450349,72.600919011847466,0,0,0,0,null,null,0,0,null,0,250,0,0,0,72.600919011847466,0,72.600919011847466,20936.500331707732,74.082570420252523,72.600919011847466,0,null,0,0,0,0.52341250829269326,23.5,1]
["2010-01-07T23:45:00",27.12627020378174,90.438984859408322,0,0,0,0,null,null,0,0,null,0,250,0,0,0,90.438984859408322,0,90.438984859408322,20862.417761287477,92.284678427967677,90.438984859408322,0,null,0,0,0,0.52156044403218693,23.75,1]
["2010-01-08",20.331327245202505,67.78464503550515,0,0,0,0,null,null,0,0,null,0,250,0,0,0,67.78464503550515,0,67.78464503550515,20770.133082859509,69.168005138270559,67.78464503550515,0,null,0,0,0,0.51925332707148775,0,1]
["2010-01-08T00:15:00",17.388634081374288,57.97370602730188,114.15525114155253,380.47945205479459,228.49462365590202,761.57258064512143,null,null,0,0,null,0,250,0,0,0,1200.0257387272179,0,1200.0257387272179,20700.965077721237,1224.5160599257326,1200.0257387272179,0,null,0,0,0,0.51752412694303096,0.25,1]
["2010-01-08T00:30:00",18.244690078721366,60.827796722457038,114.15525114155253,380.47945205479459,228.49462365590202,761.57258064512143,null,null,0,0,null,0,250,0,0,0,1202.8798294223729,0,1202.8798294223729,19476.449017795505,1227.4283973697684,1202.8798294223729,0,null,0,0,0,0.48691122544488763,0.5,1]
["2010-01-08T00:45:00",17.442137705828411,58.152087111231928,114.15525114155253,380.47945205479459,228.49462365590202,761.57258064512143,null,null,0,0,null,0,250,0,0,0,1200.2041198111478,0,1200.2041198111478,18249.020620425737,1224.6980814399469,1200.2041198111478,0,null,0,0,0,0.45622551551064344,0.75,1]
["2010-01-08T01:00:00",20.331326447634929,67.784642376414851,114.15525114155253,380.47945205479459,228.49462365590202,761.57258064512143,null,null,0,0,null,0,250,0,0,0,1209.8366750763309,0,1209.8366750763309,17024.322538985791,1234.5272194656438,1209.8366750763309,0,null,0,0,0,0.4256080634746448,1,1]
["2010-01-08T01:15:00",18.458703778970293,61.541318399086954,114.15525114155253,380.47945205479459,228.49462365590202,761.57258064512143,null,null,0,0,null,0,250,0,0,0,1203.593351099003,0,1203.593351099003,15789.795319520146,1228.1564807132684,1203.593351099003,0,null,0,0,0,0.39474488298800364,1.25,1]
["2010-01-08T01:30:00",18.833228950757277,62.789985321824766,114.15525114155253,380.47945205479459,228.49462365590202,761.57258064512143,null,null,0,0,null,0,250,0,0,0,1204.8420180217408,0,1204.8420180217408,14561.638838806877,1229.4306306344295,1204.8420180217408,0,null,0,0,0,0.36404097097017196,1.5,1]
["2010-01-08T01:45:00",18.672717878003013,62.254841405262049,114.15525114155253,380.47945205479459,228.49462365590202,761.57258064512143,null,null,0,0,null,0,250,0,0,0,1204.3068741051779,0,1204.3068741051779,13332.208208172447,1228.8845654134468,1204.3068741051779,0,null,0,0,0,0.33330520520431117,1.75,1]
["2010-01-08T02:00:00",17.656151406077342,58.865608787861859,114.15525114155253,380.47945205479459,228.49462365590202,761.57258064512143,null,null,0,0,null,0,250,0,0,0,1200.9176414877779,0,1200.9176414877779,12103.323642759,1225.4261647834469,1200.9176414877779,0,null,0,0,0,0.30258309106897502,2,1]
["2010-01-08T02:15:00",21.347893318344386,71.17387632336019,114.15525114155253,380.47945205479459,228.49462365590202,761.57258064512143,null,null,0,0,null,0,250,0,0,0,1213.2259090232762,0,1213.2259090232762,10877.897477975554,1237.9856214523227,1213.2259090232762,0,null,0,0,0,0.27194743694938883,2.25,1]
["2010-01-08T02:30:00",16.853599830751971,56.189901835727071,114.15525114155253,380.47945205479459,228.49462365590202,761.57258064512143,null,null,0,0,null,0,250,0,0,0,1198.2419345356432,0,1198.2419345356432,9639.9118565232311,1222.6958515669828,1198.2419345356432,0,null,0,0,0,0.24099779641308078,2.5,1]
["2010-01-08T02:45:00",16.907103056422308,56.368281590111977,114.15525114155253,380.47945205479459,228.49462365590202,761.57258064512143,null,null,0,0,null,0,250,0,0,0,1198.420314290028,0,1198.420314290028,8417.2160049562481,1222.8778717245184,1198.420314290028,0,null,0,0,0,0.21043040012390621,2.75,1]
["2010-01-08T03:00:00",13.482880263385368,44.951922798126816,114.15525114155253,380.47945205479459,228.49462365590202,761.57258064512143,null,null,0,0,null,0,250,0,0,0,1187.0039554980428,0,1187.0039554980428,7194.3381332317294,1211.228526018411,1187.0039554980428,0,null,0,0,0,0.17985845333079323,3,1]
["2010-01-08T03:15:00",14.499445738351564,48.341152091664114,114.15525114155253,380.47945205479459,228.49462365590202,761.57258064512143,null,null,0,0,null,0,250,0,0,0,1190.3931847915801,0,1190.3931847915801,5983.1096072133187,1214.6869232567144,1190.3931847915801,0,null,0,0,0,0.14957774018033296,3.25,1]
["2010-01-08T03:30:00",13.16185791848493,43.881634300228761,114.15525114155253,380.47945205479459,228.49462365590202,761.57258064512143,null,null,0,0,null,0,250,0,0,0,1185.9336670001449,0,1185.9336670001449,4768.4226839566045,1210.136394898107,1185.9336670001449,0,null,0,0,0,0.1192105670989151,3.5,1]
["2010-01-08T03:45:00",14.766963461838404,49.233056181769243,114.15525114155253,380.47945205479459,228.49462365590202,761.57258064512143,null,null,0,0,null,0,250,0,0,0,1191.2850888816852,0,1191.2850888816852,3558.2862890584975,1215.5970294711074,1191.2850888816852,0,null,0,0,0,8.8957157226462441E-2,3.75,1]
["2010-01-08T04:00:00",14.017913915832004,46.735724995383904,114.15525114155253,380.47945205479459,228.49462365590202,761.57258064512143,null,null,0,0,null,0,250,0,0,0,1188.7877576952999,0,1188.7877576952999,2342.6892595873901,1213.0487323421428,1188.7877576952999,0,null,0,0,0,5.8567231489684748E-2,4,1]
["2010-01-08T04:15:00",13.322368393063517,44.416776222473764,114.15525114155253,380.47945205479459,228.49462365590202,761.57258064512143,null,null,0,0,null,0,250,0,0,0,1186.4688089223898,0,1186.4688089223898,1129.6405272452473,1129.6405272452473,1107.0477167003423,0,null,79.421092222047491,79.421092222047491,0,2.8241013181131182E-2,4.25,1]
["2010-01-08T04:30:00",15.034480985933351,50.124959607101793,114.15525114155253,380.47945205479459,228.49462365590202,761.57258064512143,null,null,0,0,null,0,250,0,0,0,1192.1769923070178,0,1192.1769923070178,0,0,0,0,null,1192.1769923070178,1192.1769923070178,0,0,4.5,1]
["2010-01-08T04:45:00",13.001347842690125,43.346493707528879,114.15525114155253,380.47945205479459,228.49462365590202,761.57258064512143,null,null,0,0,null,0,250,0,0,0,1185.3985264074449,0,1185.3985264074449,0,0,0,0,null,1185.3985264074449,1185.3985264074449,0,0,4.75,1]
["2010-01-08T05:00:00",15.462509383390675,51.552006284224511,114.15525114155253,380.47945205479459,228.49462365590202,761.57258064512143,null,null,0,0,null,0,250,0,0,0,1193.6040389841405,0,1193.6040389841405,0,0,0,0,null,1193.6040389841405,1193.6040389841405,0,0,5,1]
["2010-01-08T05:15:00",13.7503981862641,45.843827553004509,114.15525114155253,380.47945205479459,228.49462365590202,761.57258064512143,null,null,0,0,null,0,250,0,0,0,1187.8958602529206,0,1187.8958602529206,0,0,0,0,null,1187.8958602529206,1187.8958602529206,0,0,5.25,1]
["2010-01-08T05:30:00",15.623019658577373,52.087147541696964,114.15525114155253,380.47945205479459,228.49462365590202,761.57258064512143,null,null,0,0,null,0,250,0,0,0,1194.1391802416128,0,1194.1391802416128,0,0,0,0,null,1194.1391802416128,1194.1391802416128,0,0,5.5,1]
["2010-01-08T05:45:00",14.285433234454,47.627634403669639,114.15525114155253,380.47945205479459,228.49462365590202,761.57258064512143,null,null,0,0,null,0,250,0,0,0,1189.6796671035856,0,1189.6796671035856,0,0,0,0,null,1189.6796671035856,1189.6796671035856,0,0,5.75,1]
["2010-01-08T06:00:00",13.964412085904925,46.557349894407025,114.15525114155253,380.47945205479459,228.49462365590202,761.57258064512143,null,null,0,0,null,0,250,0,0,0,1188.6093825943231,0,1188.6093825943231,0,0,0,0,null,1188.6093825943231,1188.6093825943231,0,0,6,1]
["2010-01-08T06:15:00",16.158054307983484,53.870953062816938,0,0,0,0,null,null,0,0,null,0,250,0,0,0,53.870953062816938,0,53.870953062816938,0,0,0,0,null,53.870953062816938,53.870953062816938,0,0,6.25,1]
["2010-01-08T06:30:00",13.161858716052503,43.881636959319046,0,0,0,0,null,null,0,0,null,0,250,0,0,0,43.881636959319046,0,43.881636959319046,0,0,0,0,null,43.881636959319046,43.881636959319046,0,0,6.5,1]
["2010-01-08T06:45:00",16.586082107265124,55.297997745621927,0,0,0,0,null,null,0,0,null,0,250,0,0,0,55.297997745621927,0,55.297997745621927,0,0,0,0,null,55.297997745621927,55.297997745621927,0,0,6.75,1]
["2010-01-08T07:00:00",17.174620779909148,57.260185680217099,0,0,0,0,null,null,0,0,null,0,250,0,0,0,57.260185680217099,0,57.260185680217099,0,0,0,0,null,57.260185680217099,57.260185680217099,0,0,7,1]
["2010-01-08T07:15:00",32.797640837270315,109.34733455145923,0,0,0,0,null,null,0,0,null,0,250,0,0,0,109.34733455145923,0,109.34733455145923,0,0,0,0,null,109.34733455145923,109.34733455145923,0,0,7.25,1]
["2010-01-08T07:30:00",19.368264397730961,64.573793502035031,0,0,0,0,null,null,0,0,null,0,250,0,0,0,64.573793502035031,0,64.573793502035031,0,0,0,0,null,64.573793502035031,64.573793502035031,0,0,7.5,1]
["2010-01-08T07:45:00",40.876667592478263,136.28280975332254,0,0,0,0,null,null,8.892318081714372E-4,1.7784636163428742E-2,null,0,250,0,0,0,136.28280975332254,1.7784636163428742E-2,136.2650251171591,0,0,0,0,null,136.2650251171591,136.2650251171591,0,0,7.75,1]
["2010-01-08T08:00:00",20.010306296045332,66.714361191015144,0,0,0,{"$f":"F708*$G$2","v":0},null,null,0.26651492561336632,5.3302985122673263,null,0,250,0,0,0,66.714361191015144,5.3302985122673263,61.384062678747817,0,0,0,0,null,61.384062678747817,61.384062678747817,0,{"$f":"U708*(1-bat_soc*0.01)/bat_cap_use/1000+bat_soc*0.01","v":0},8,1]
["2010-01-08T08:15:00",63.615651956359613,{"$f":"B709*$C$2","v":212.09458362250297},0,{"$f":"D709*$E$2","v":0},0,0,null,null,1.5276698127298878,{"$f":"IF(J709>(250*$J$2),250*$J$2*$K$2,J709 * $K$2)","v":30.553396254597757},null,{"$f":"$M$2*L709","v":0},250,{"$f":"N709*$O$2","v":0},{"$f":"J709*$K$2-K709","v":0},{"$f":"P709*$Q$2","v":0},{"$f":"C709+E709+G709+I709","v":212.09458362250297},30.553396254597757,{"$f":"R709-S709","v":181.5411873679052},0,{"$f":"IF(T709>0,              IF((U709-T709/$W$2)>0,T709/$W$2,U709),    IF((U709-T709*$V$2)<($U$2),T709*$V$2,-$U$2+U709))","v":0},{"$f":"IF(T709>0,IF((U709-T709/$W$2)>0,T709,U709*$W$2),IF((U709-T709*$V$2)<$U$2,T709,(-$U$2+U709)/$V$2))","v":0},{"$f":"IF(W709<0,-W709,0)","v":0},null,{"$f":"IF(AA709>0,AA709,0)","v":181.5411873679052},{"$f":"T709-W709","v":181.5411873679052},{"$f":"IF(AA709<0,-AA709,0)","v":0},0,{"$f":"MINUTE(A709)/60 + HOUR(A709)","v":8.25},{"$f":"MONTH(A709)","v":1}]
["2010-01-08T08:30:00",80.415747963265574,268.10610370952742,0,0,0,0,null,null,4.0536809336374322,81.073618672748637,null,0,250,0,0,0,268.10610370952742,{"$f":"K710+M710+O710+Q710","v":81.073618672748637},187.03248503677878,{"$f":"U709-V709","v":0},0,0,0,null,187.03248503677878,187.03248503677878,0,0,8.5,1]
["2010-01-08T08:45:00",62.759595759620645,209.24049226257523,0,0,0,0,null,null,5.6789990086546203,113.57998017309241,null,0,250,0,0,0,209.24049226257523,113.57998017309241,95.660512089482822,0,0,0,0,null,95.660512089482822,95.660512089482822,0,0,8.75,1]
["2010-01-08T09:00:00",52.165904238041819,173.92112472963143,0,0,0,0,null,null,7.5884532250907855,151.76906450181571,null,0,250,0,0,0,173.92112472963143,151.76906450181571,22.152060227815724,0,0,0,0,null,22.152060227815724,22.152060227815724,0,0,9,1]
["2010-01-08T09:15:00",96.145774073183617,320.55001075999417,0,0,0,0,null,null,6.9885638203558216,139.77127640711643,null,0,250,0,0,0,320.55001075999417,139.77127640711643,180.77873435287773,0,0,0,0,null,180.77873435287773,180.77873435287773,0,0,9.25,1]
["2010-01-08T09:30:00",16.425571233902748,54.76285449383176,0,0,0,0,null,null,8.6626756729344034,173.25351345868808,null,0,250,0,0,0,54.76285449383176,173.25351345868808,-118.49065896485632,0,-116.1208457855592,-118.49065896485632,118.49065896485632,null,0,0,0,0,9.5,1]
["2010-01-08T09:45:00",16.425571233902748,54.76285449383176,0,0,0,0,null,null,16.372315271577349,327.44630543154699,null,0,250,0,0,0,54.76285449383176,327.44630543154699,-272.68345093771524,116.1208457855592,-267.22978191896095,-272.68345093771524,272.68345093771524,null,0,0,0,2.9030211446389796E-3,9.75,1]
["2010-01-08T10:00:00",17.388634878941868,57.973708686392193,0,0,0,0,null,null,24.874169210828544,497.48338421657087,null,0,250,0,0,0,57.973708686392193,497.48338421657087,-439.5096755301787,383.35062770452015,-430.71948201957514,-439.5096755301787,439.5096755301787,null,0,0,0,9.5837656926130027E-3,10,1]
["2010-01-08T10:15:00",17.33513105509584,57.795326937689531,0,0,0,0,null,null,21.540690167311098,430.81380334622196,null,0,250,0,0,0,57.795326937689531,430.81380334622196,-373.01847640853242,814.07010972409535,-365.55810688036178,-373.01847640853242,373.01847640853242,null,0,0,0,2.0351752743102386E-2,10.25,1]
["2010-01-08T10:30:00",15.462508585823102,51.552003625134219,0,0,0,0,null,null,15.161515975354185,303.23031950708366,null,0,250,0,0,0,51.552003625134219,303.23031950708366,-251.67831588194946,1179.6282166044571,-246.64474956431047,-251.67831588194946,251.67831588194946,null,0,0,0,2.9490705415111427E-2,10.5,1]
["2010-01-08T10:45:00",18.940235402097954,63.146744830594578,0,0,0,0,null,null,14.103520225317455,282.07040450634912,null,0,250,0,0,0,63.146744830594578,282.07040450634912,-218.92365967575455,1426.2729661687677,-214.54518648223944,-218.92365967575455,218.92365967575455,null,0,0,0,3.5656824154219197E-2,10.75,1]
["2010-01-08T11:00:00",16.586082107265124,55.297997745621927,0,0,0,0,null,null,15.793288648051712,315.86577296103422,null,0,250,0,0,0,55.297997745621927,315.86577296103422,-260.56777521541233,1640.818152651007,-255.35641971110408,-260.56777521541233,260.56777521541233,null,0,0,0,4.1020453816275178E-2,11,1]
["2010-01-08T11:15:00",16.586082306657023,55.297998410394513,0,0,0,0,null,null,16.206325495777119,324.12650991554239,null,0,250,0,0,0,55.297998410394513,324.12650991554239,-268.82851150514784,1896.1745723621111,-263.45194127504487,-268.82851150514784,268.82851150514784,null,0,0,0,4.7404364309052781E-2,11.25,1]
["2010-01-08T11:30:00",17.549144954736668,58.508849279092054,0,0,0,0,null,null,14.592445703706899,291.84891407413795,null,0,250,0,0,0,58.508849279092054,291.84891407413795,-233.34006479504589,2159.6265136371558,-228.67326349914498,-233.34006479504589,233.34006479504589,null,0,0,0,5.3990662840928891E-2,11.5,1]
["2010-01-08T11:45:00",25.735179357636657,85.801087978360613,0,0,0,0,null,null,14.402856928272733,288.05713856545469,null,0,250,0,0,0,85.801087978360613,288.05713856545469,-202.25605058709408,2388.2997771363007,-198.2109295753522,-202.25605058709408,202.25605058709408,null,0,0,0,5.9707494428407518E-2,11.75,1]
["2010-01-08T12:00:00",48.206645998031171,160.72095775743594,0,0,0,0,null,null,18.228415540904024,364.56831081808048,null,0,250,0,0,0,160.72095775743594,364.56831081808048,-203.84735306064454,2586.5107067116528,-199.77040599943163,-203.84735306064454,203.84735306064454,null,0,0,0,6.4662767667791318E-2,12,1]
["2010-01-08T12:15:00",57.730267223838361,192.4727109242771,0,0,0,0,null,null,14.743957232115878,294.87914464231756,null,0,250,0,0,0,192.4727109242771,294.87914464231756,-102.40643371804046,2786.2811127110845,-100.35830504367965,-102.40643371804046,102.40643371804046,null,0,0,0,6.9657027817777106E-2,12.25,1]
["2010-01-08T12:30:00",34.8307727841622,116.12579646239678,0,0,0,0,null,null,13.763674118228034,275.27348236456066,null,0,250,0,0,0,116.12579646239678,275.27348236456066,-159.14768590216389,2886.6394177547641,-155.96473218412061,-159.14768590216389,159.14768590216389,null,0,0,0,7.216598544386911E-2,12.5,1]
["2010-01-08T12:45:00",16.425571632686534,54.762855823376903,0,0,0,0,null,null,12.532962118248152,250.65924236496303,null,0,250,0,0,0,54.762855823376903,250.65924236496303,-195.89638654158614,3042.6041499388848,-191.9784588107544,-195.89638654158614,195.89638654158614,null,0,0,0,7.6065103748472127E-2,12.75,1]
["2010-01-08T13:00:00",15.944040408342662,53.157430721414435,0,0,0,0,null,null,14.225124616132982,284.50249232265963,null,0,250,0,0,0,53.157430721414435,284.50249232265963,-231.34506160124519,3234.5826087496393,-226.71816036922027,-231.34506160124519,231.34506160124519,null,0,0,0,8.0864565218740983E-2,13,1]
["2010-01-08T13:15:00",16.586081907873229,55.297997080849349,0,0,0,0,null,null,14.947758507525879,298.95517015051757,null,0,250,0,0,0,55.297997080849349,298.95517015051757,-243.65717306966823,3461.3007691188595,-238.78402960827486,-243.65717306966823,243.65717306966823,null,0,0,0,8.6532519227971491E-2,13.25,1]
["2010-01-08T13:30:00",12.466313193284021,41.562688186408927,0,0,0,0,null,null,14.468409373227956,289.36818746455913,null,0,250,0,0,0,41.562688186408927,289.36818746455913,-247.80549927815019,3700.0847987271345,-242.84938929258718,-247.80549927815019,247.80549927815019,null,0,0,0,9.2502119968178365E-2,13.5,1]
["2010-01-08T13:45:00",14.017914713399581,46.735727654474204,0,0,0,0,null,null,11.287999623312277,225.75999246624554,null,0,250,0,0,0,46.735727654474204,225.75999246624554,-179.02426481177133,3942.9341880197217,-175.44377951553591,-179.02426481177133,179.02426481177133,null,0,0,0,9.857335470049304E-2,13.75,1]
["2010-01-08T14:00:00",14.820467883860109,49.411439924789605,0,0,0,0,null,null,7.9127949303978786,158.25589860795756,null,0,250,0,0,0,49.411439924789605,158.25589860795756,-108.84445868316796,4118.377967535258,-106.6675695095046,-108.84445868316796,108.84445868316796,null,0,0,0,0.10295944918838146,14,1]
["2010-01-08T14:15:00",13.054851865928038,43.524876121004077,0,0,0,0,null,null,7.9865554652686441,159.73110930537288,null,0,250,0,0,0,43.524876121004077,159.73110930537288,-116.20623318436881,4225.0455370447626,-113.88210852068143,-116.20623318436881,116.20623318436881,null,0,0,0,0.10562613842611907,14.25,1]
["2010-01-08T14:30:00",13.001348440865808,43.346495701846607,0,0,0,0,null,null,7.3894401434711119,147.78880286942223,null,0,250,0,0,0,43.346495701846607,147.78880286942223,-104.44230716757562,4338.9276455654444,-102.3534610242241,-104.44230716757562,104.44230716757562,null,0,0,0,0.1084731911391361,14.5,1]
["2010-01-08T14:45:00",13.322370187590563,44.416782205426941,0,0,0,0,null,null,6.1371814163984837,122.74362832796967,null,0,250,0,0,0,44.416782205426941,122.74362832796967,-78.326846122542733,4441.2811065896685,-76.760309200091882,-78.326846122542733,78.326846122542733,null,0,0,0,0.11103202766474173,14.75,1]
["2010-01-08T15:00:00",13.910907663883224,46.37896615138667,0,0,0,0,null,null,4.6476041806028112,92.952083612056228,null,0,250,0,0,0,46.37896615138667,92.952083612056228,-46.573117460669557,4518.0414157897603,-45.641655111456167,-46.573117460669557,46.573117460669557,null,0,0,0,0.11295103539474401,15,1]
["2010-01-08T15:15:00",12.091789018456499,40.314024587533972,0,0,0,0,null,null,3.1807897323338699,63.615794646677401,null,0,250,0,0,0,40.314024587533972,63.615794646677401,-23.301770059143429,4563.6830709012165,-22.835734657960561,-23.301770059143429,23.301770059143429,null,0,0,0,0.11409207677253042,15.25,1]
["2010-01-08T15:30:00",15.14148803544971,50.481721110189334,0,0,0,0,null,null,2.0657158331205205,41.314316662410413,null,0,250,0,0,0,50.481721110189334,41.314316662410413,9.1674044477789209,4586.5188055591771,9.3544943344682867,9.1674044477789209,0,null,0,0,0,0.11466297013897943,15.5,1]
["2010-01-08T15:45:00",12.466313592067806,41.562689515954062,0,0,0,0,null,null,1.3822348065630667,27.644696131261334,null,0,250,0,0,0,41.562689515954062,27.644696131261334,13.917993384692728,4577.1643112247084,14.202034066012988,13.917993384692728,0,null,0,0,0,0.11442910778061771,15.75,1]
["2010-01-08T16:00:00",12.787334341833091,42.632972695671526,0,0,0,0,null,null,0.76443533686110599,15.288706737222119,null,0,250,0,0,0,42.632972695671526,15.288706737222119,27.344265958449405,4562.9622771586955,27.902312202499395,27.344265958449405,0,null,0,0,0,0.1140740569289674,16,1]
["2010-01-08T16:15:00",15.35550253326622,51.195245445909578,0,0,0,0,null,null,0.18005423436574405,3.6010846873148812,null,0,250,0,0,0,51.195245445909578,3.6010846873148812,47.594160758594697,4535.0599649561964,48.565470161831321,47.594160758594697,0,null,0,0,0,0.11337649912390491,16.25,1]
["2010-01-08T16:30:00",12.519817216521929,41.741070599884111,0,0,0,0,null,null,6.8174438626476923E-3,0.13634887725295386,null,0,250,0,0,0,41.741070599884111,0.13634887725295386,41.604721722631155,4486.494494794365,42.453797676154238,41.604721722631155,0,null,0,0,0,0.11216236236985913,16.5,1]
["2010-01-08T16:45:00",13.910907663883224,46.37896615138667,0,0,0,0,null,null,0,0,null,0,250,0,0,0,46.37896615138667,0,46.37896615138667,4444.040697118211,47.325475664680276,46.37896615138667,0,null,0,0,0,0.11110101742795526,16.75,1]
["2010-01-08T17:00:00",12.840838165679109,42.811354444374153,0,0,0,0,null,null,0,0,null,0,250,0,0,0,42.811354444374153,0,42.811354444374153,4396.7152214535308,43.685055555483828,42.811354444374153,0,null,0,0,0,0.10991788053633827,17,1]
["2010-01-08T17:15:00",13.96441148772924,46.55734790008929,0,0,0,0,null,null,0,0,null,0,250,0,0,0,46.55734790008929,0,46.55734790008929,4353.030165898047,47.507497857233972,46.55734790008929,0,null,0,0,0,0.10882575414745117,17.25,1]
["2010-01-08T17:30:00",12.573320442192271,41.919450354269031,0,0,0,0,null,null,0,0,null,0,250,0,0,0,41.919450354269031,0,41.919450354269031,4305.5226680408132,42.774949341090846,41.919450354269031,0,null,0,0,0,0.10763806670102033,17.5,1]
["2010-01-08T17:45:00",14.392439087618992,47.984391918121723,0,0,0,0,null,null,0,0,null,0,250,0,0,0,47.984391918121723,0,47.984391918121723,4262.7477186997221,48.963665222573191,47.984391918121723,0,null,0,0,0,0.10656869296749305,17.75,1]
["2010-01-08T18:00:00",14.392439287010889,47.984392582894309,0,0,0,0,null,null,0,0,null,0,250,0,0,0,47.984392582894309,0,47.984392582894309,4213.7840534771485,48.963665900912559,47.984392582894309,0,null,0,0,0,0.10534460133692872,18,1]
["2010-01-08T18:15:00",12.038285593394269,40.135644168376494,0,0,0,0,null,null,0,0,null,0,250,0,0,0,40.135644168376494,0,40.135644168376494,4164.8203875762356,40.954738947322952,40.135644168376494,0,null,0,0,0,0.10412050968940589,18.25,1]
["2010-01-08T18:30:00",16.158054307983484,53.870953062816938,0,0,0,0,null,null,0,0,null,0,250,0,0,0,53.870953062816938,0,53.870953062816938,4123.8656486289128,54.970360268180549,53.870953062816938,0,null,0,0,0,0.10309664121572283,18.5,1]
["2010-01-08T18:45:00",13.001349039041491,43.346497696164334,0,0,0,0,null,null,0,0,null,0,250,0,0,0,43.346497696164334,0,43.346497696164334,4068.8952883607321,44.231120098126873,43.346497696164334,0,null,0,0,0,0.1017223822090183,18.75,1]
["2010-01-08T19:00:00",43.016807187062163,143.41803516166524,0,0,0,0,null,null,0,0,null,0,250,0,0,0,143.41803516166524,0,143.41803516166524,4024.6641682626055,146.34493383843392,143.41803516166524,0,null,0,0,0,0.10061660420656514,19,1]
["2010-01-08T19:15:00",13.857403441253414,46.20058307313888,0,0,0,0,null,null,0,0,null,0,250,0,0,0,46.20058307313888,0,46.20058307313888,3878.3192344241716,47.143452115447836,46.20058307313888,0,null,0,0,0,9.6957980860604295E-2,19.25,1]
["2010-01-08T19:30:00",15.087984012211795,50.303338696714128,0,0,0,0,null,null,0,0,null,0,250,0,0,0,50.303338696714128,0,50.303338696714128,3831.1757823087237,51.329937445626662,50.303338696714128,0,null,0,0,0,9.5779394557718098E-2,19.5,1]
["2010-01-08T19:45:00",17.602648579190795,58.68723036302211,0,0,0,0,null,null,0,0,null,0,250,0,0,0,58.68723036302211,0,58.68723036302211,3779.8458448630972,59.884928941859293,58.68723036302211,0,null,0,0,0,9.4496146121577432E-2,19.75,1]
["2010-01-08T20:00:00",45.424464106349141,151.44516333056805,0,0,0,0,null,null,0,0,null,0,250,0,0,0,151.44516333056805,0,151.44516333056805,3719.9609159212378,154.53588094955924,151.44516333056805,0,null,0,0,0,9.2999022898030942E-2,20,1]
["2010-01-08T20:15:00",47.350589801292223,157.86686639750829,0,0,0,0,null,null,0,0,null,0,250,0,0,0,157.86686639750829,0,157.86686639750829,3565.4250349716785,161.0886391811309,157.86686639750829,0,null,0,0,0,8.9135625874291954E-2,20.25,1]
["2010-01-08T20:30:00",19.742788771950384,65.822457765682586,0,0,0,0,null,null,0,0,null,0,250,0,0,0,65.822457765682586,0,65.822457765682586,3404.3363957905476,67.165773230288352,65.822457765682586,0,null,0,0,0,8.510840989476369E-2,20.5,1]
["2010-01-08T20:45:00",17.174620580517253,57.26018501544452,0,0,0,0,null,null,0,0,null,0,250,0,0,0,57.26018501544452,0,57.26018501544452,3337.1706225602593,58.428760219841351,57.26018501544452,0,null,0,0,0,8.3429265564006483E-2,20.75,1]
["2010-01-08T21:00:00",21.829424742080153,72.779302090095229,0,0,0,0,null,null,0,0,null,0,250,0,0,0,72.779302090095229,0,72.779302090095229,3278.7418623404178,74.264593969484935,72.779302090095229,0,null,0,0,0,8.1968546558510436E-2,21,1]
["2010-01-08T21:15:00",19.368263799555283,64.573791507717317,0,0,0,0,null,null,0,0,null,0,250,0,0,0,64.573791507717317,0,64.573791507717317,3204.477268370933,65.891623987466645,64.573791507717317,0,null,0,0,0,8.0111931709273318E-2,21.25,1]
["2010-01-08T21:30:00",25.467662032933614,84.909185217800669,0,0,0,0,null,null,0,0,null,0,250,0,0,0,84.909185217800669,0,84.909185217800669,3138.5856443834664,86.642025732449667,84.909185217800669,0,null,0,0,0,7.8464641109586661E-2,21.5,1]
["2010-01-08T21:45:00",43.498338212014154,145.0234595988552,0,0,0,0,null,null,0,0,null,0,250,0,0,0,145.0234595988552,0,145.0234595988552,3051.9436186510165,147.98312203964815,145.0234595988552,0,null,0,0,0,7.6298590466275421E-2,21.75,1]
["2010-01-08T22:00:00",27.019263353657283,90.082224021093381,0,0,0,0,null,null,0,0,null,0,250,0,0,0,90.082224021093381,0,90.082224021093381,2903.9604966113684,91.920636756217732,90.082224021093381,0,null,0,0,0,7.25990124152842E-2,22,1]
["2010-01-08T22:15:00",28.624368099443185,95.433643243543585,0,0,0,0,null,null,0,0,null,0,250,0,0,0,95.433643243543585,0,95.433643243543585,2812.0398598551506,97.381268615860805,95.433643243543585,0,null,0,0,0,7.0300996496378762E-2,22.25,1]
["2010-01-08T22:30:00",28.998892473662597,96.682307507191098,0,0,0,0,null,null,0,0,null,0,250,0,0,0,96.682307507191098,0,96.682307507191098,2714.6585912392898,98.655415823664384,96.682307507191098,0,null,0,0,0,6.7866464780982239E-2,22.5,1]
["2010-01-08T22:45:00",27.179774027627772,90.617366608110999,0,0,0,0,null,null,0,0,null,0,250,0,0,0,90.617366608110999,0,90.617366608110999,2616.0031754156253,92.466700620521422,90.617366608110999,0,null,0,0,0,6.5400079385390622E-2,22.75,1]
["2010-01-08T23:00:00",26.109703532464184,87.049751577235597,0,0,0,0,null,null,0,0,null,0,250,0,0,0,87.049751577235597,0,87.049751577235597,2523.5364747951039,88.826277119628159,87.049751577235597,0,null,0,0,0,6.3088411869877598E-2,23,1]
["2010-01-08T23:15:00",26.912256304140925,89.725462518005841,0,0,0,0,null,null,0,0,null,0,250,0,0,0,89.725462518005841,0,89.725462518005841,2434.7101976754757,91.556594406128411,89.725462518005841,0,null,0,0,0,6.0867754941886891E-2,23.25,1]
["2010-01-08T23:30:00",24.504599185462069,81.698333684330535,0,0,0,0,null,null,0,0,null,0,250,0,0,0,81.698333684330535,0,81.698333684330535,2343.1536032693471,83.36564661666381,81.698333684330535,0,null,0,0,0,5.8578840081733675E-2,23.5,1]
["2010-01-08T23:45:00",22.310955966424029,74.38472719205771,0,0,0,0,null,null,0,0,null,0,250,0,0,0,74.38472719205771,0,74.38472719205771,2259.7879566526831,75.902782849038488,74.38472719205771,0,null,0,0,0,5.6494698916317074E-2,23.75,1]
["2010-01-09",20.01030609665343,66.714360526242544,0,0,0,{"$f":"F772*$G$2","v":0},null,null,0,0,null,0,250,0,0,0,66.714360526242544,0,66.714360526242544,2183.8851738036446,68.075878088002597,66.714360526242544,0,null,0,0,0,{"$f":"U772*(1-bat_soc*0.01)/bat_cap_use/1000+bat_soc*0.01","v":5.4597129345091117E-2},0,1]
["2010-01-09T00:15:00",21.668913270542095,{"$f":"B773*$C$2","v":72.244156843987341},114.15525114155253,{"$f":"D773*$E$2","v":380.47945205479459},228.49462365590202,761.57258064512143,null,null,0,{"$f":"IF(J773>(250*$J$2),250*$J$2*$K$2,J773 * $K$2)","v":0},null,{"$f":"$M$2*L773","v":0},250,{"$f":"N773*$O$2","v":0},{"$f":"J773*$K$2-K773","v":0},{"$f":"P773*$Q$2","v":0},{"$f":"C773+E773+G773+I773","v":1214.2961895439034},0,{"$f":"R773-S773","v":1214.2961895439034},2115.8092957156418,{"$f":"IF(T773>0,              IF((U773-T773/$W$2)>0,T773/$W$2,U773),    IF((U773-T773*$V$2)<($U$2),T773*$V$2,-$U$2+U773))","v":1239.0777444325545},{"$f":"IF(T773>0,IF((U773-T773/$W$2)>0,T773,U773*$W$2),IF((U773-T773*$V$2)<$U$2,T773,(-$U$2+U773)/$V$2))","v":1214.2961895439034},{"$f":"IF(W773<0,-W773,0)","v":0},null,{"$f":"IF(AA773>0,AA773,0)","v":0},{"$f":"T773-W773","v":0},{"$f":"IF(AA773<0,-AA773,0)","v":0},5.2895232392891046E-2,{"$f":"MINUTE(A773)/60 + HOUR(A773)","v":0.25},{"$f":"MONTH(A773)","v":1}]
["2010-01-09T00:30:00",16.746592980627504,55.833140997412102,114.15525114155253,380.47945205479459,228.49462365590202,761.57258064512143,null,null,0,0,null,0,250,0,0,0,1197.8851736973281,{"$f":"K774+M774+O774+Q774","v":0},1197.8851736973281,{"$f":"U773-V773","v":876.73155128308736},876.73155128308736,859.19692025742563,0,null,338.6882534399025,338.6882534399025,0,2.1918288782077185E-2,0.5,1]
["2010-01-09T00:45:00",19.58227749980421,65.287313184347241,114.15525114155253,380.47945205479459,228.49462365590202,761.57258064512143,null,null,0,0,null,0,250,0,0,0,1207.3393458842634,0,1207.3393458842634,0,0,0,0,null,1207.3393458842634,1207.3393458842634,0,0,0.75,1]
["2010-01-09T01:00:00",15.944041405302128,53.157434045277299,114.15525114155253,380.47945205479459,228.49462365590202,761.57258064512143,null,null,0,0,null,0,250,0,0,0,1195.2094667451934,0,1195.2094667451934,0,0,0,0,null,1195.2094667451934,1195.2094667451934,0,0,1,1]
["2010-01-09T01:15:00",15.141489032409179,50.481724434052204,114.15525114155253,380.47945205479459,228.49462365590202,761.57258064512143,null,null,0,0,null,0,250,0,0,0,1192.5337571339683,0,1192.5337571339683,0,0,0,0,null,1192.5337571339683,1192.5337571339683,0,0,1.25,1]
["2010-01-09T01:30:00",16.158054507375375,53.870953727589502,114.15525114155253,380.47945205479459,228.49462365590202,761.57258064512143,null,null,0,0,null,0,250,0,0,0,1195.9229864275055,0,1195.9229864275055,0,0,0,0,null,1195.9229864275055,1195.9229864275055,0,0,1.5,1]
["2010-01-09T01:45:00",14.713461033735642,49.054679086474636,114.15525114155253,380.47945205479459,228.49462365590202,761.57258064512143,null,null,0,0,null,0,250,0,0,0,1191.1067117863906,0,1191.1067117863906,0,0,0,0,null,1191.1067117863906,1191.1067117863906,0,0,1.75,1]
["2010-01-09T02:00:00",14.285433234454,47.627634403669639,114.15525114155253,380.47945205479459,228.49462365590202,761.57258064512143,null,null,0,0,null,0,250,0,0,0,1189.6796671035856,0,1189.6796671035856,0,0,0,0,null,1189.6796671035856,1189.6796671035856,0,0,2,1]
["2010-01-09T02:15:00",18.084180401710356,60.292657459302326,114.15525114155253,380.47945205479459,228.49462365590202,761.57258064512143,null,null,0,0,null,0,250,0,0,0,1202.3446901592183,0,1202.3446901592183,0,0,0,0,null,1202.3446901592183,1202.3446901592183,0,0,2.25,1]
["2010-01-09T02:30:00",15.087985208563161,50.303342685349584,114.15525114155253,380.47945205479459,228.49462365590202,761.57258064512143,null,null,0,0,null,0,250,0,0,0,1192.3553753852657,0,1192.3553753852657,0,0,0,0,null,1192.3553753852657,1192.3553753852657,0,0,2.5,1]
["2010-01-09T02:45:00",13.7503981862641,45.843827553004509,114.15525114155253,380.47945205479459,228.49462365590202,761.57258064512143,null,null,0,0,null,0,250,0,0,0,1187.8958602529206,0,1187.8958602529206,0,0,0,0,null,1187.8958602529206,1187.8958602529206,0,0,2.75,1]
["2010-01-09T03:00:00",16.372068805799987,54.58447739853716,114.15525114155253,380.47945205479459,228.49462365590202,761.57258064512143,null,null,0,0,null,0,250,0,0,0,1196.6365100984531,0,1196.6365100984531,0,0,0,0,null,1196.6365100984531,1196.6365100984531,0,0,3,1]
["2010-01-09T03:15:00",14.017915311575262,46.735729648791924,114.15525114155253,380.47945205479459,228.49462365590202,761.57258064512143,null,null,0,0,null,0,250,0,0,0,1188.7877623487079,0,1188.7877623487079,0,0,0,0,null,1188.7877623487079,1188.7877623487079,0,0,3.25,1]
["2010-01-09T03:30:00",15.24849608192554,50.838485937139751,114.15525114155253,380.47945205479459,228.49462365590202,761.57258064512143,null,null,0,0,null,0,250,0,0,0,1192.8905186370557,0,1192.8905186370557,0,0,0,0,null,1192.8905186370557,1192.8905186370557,0,0,3.5,1]
["2010-01-09T03:45:00",15.034481783500928,50.124962266192092,114.15525114155253,380.47945205479459,228.49462365590202,761.57258064512143,null,null,0,0,null,0,250,0,0,0,1192.1769949661082,0,1192.1769949661082,0,0,0,0,null,1192.1769949661082,1192.1769949661082,0,0,3.75,1]
["2010-01-09T04:00:00",16.693089555565276,55.654760578254631,114.15525114155253,380.47945205479459,228.49462365590202,761.57258064512143,null,null,0,0,null,0,250,0,0,0,1197.7067932781706,0,1197.7067932781706,0,0,0,0,null,1197.7067932781706,1197.7067932781706,0,0,4,1]
["2010-01-09T04:15:00",13.803901810718227,46.022208636934572,114.15525114155253,380.47945205479459,228.49462365590202,761.57258064512143,null,null,0,0,null,0,250,0,0,0,1188.0742413368507,0,1188.0742413368507,0,0,0,0,null,1188.0742413368507,1188.0742413368507,0,0,4.25,1]
["2010-01-09T04:30:00",14.60645398421928,48.697917583387081,114.15525114155253,380.47945205479459,228.49462365590202,761.57258064512143,null,null,0,0,null,0,250,0,0,0,1190.7499502833032,0,1190.7499502833032,0,0,0,0,null,1190.7499502833032,1190.7499502833032,0,0,4.5,1]
["2010-01-09T04:45:00",15.301998908812088,51.016864361979501,114.15525114155253,380.47945205479459,228.49462365590202,761.57258064512143,null,null,0,0,null,0,250,0,0,0,1193.0688970618955,0,1193.0688970618955,0,0,0,0,null,1193.0688970618955,1193.0688970618955,0,0,4.75,1]
["2010-01-09T05:00:00",14.713461033735642,49.054679086474636,114.15525114155253,380.47945205479459,228.49462365590202,761.57258064512143,null,null,0,0,null,0,250,0,0,0,1191.1067117863906,0,1191.1067117863906,0,0,0,0,null,1191.1067117863906,1191.1067117863906,0,0,5,1]
["2010-01-09T05:15:00",14.766964658189769,49.233060170404691,114.15525114155253,380.47945205479459,228.49462365590202,761.57258064512143,null,null,0,0,null,0,250,0,0,0,1191.2850928703208,0,1191.2850928703208,0,0,0,0,null,1191.2850928703208,1191.2850928703208,0,0,5.25,1]
["2010-01-09T05:30:00",14.445942712073117,48.162773002051772,114.15525114155253,380.47945205479459,228.49462365590202,761.57258064512143,null,null,0,0,null,0,250,0,0,0,1190.2148057019679,0,1190.2148057019679,0,0,0,0,null,1190.2148057019679,1190.2148057019679,0,0,5.5,1]
["2010-01-09T05:45:00",15.301999506987769,51.016866356297221,114.15525114155253,380.47945205479459,228.49462365590202,761.57258064512143,null,null,0,0,null,0,250,0,0,0,1193.0688990562132,0,1193.0688990562132,0,0,0,0,null,1193.0688990562132,1193.0688990562132,0,0,5.75,1]
["2010-01-09T06:00:00",13.643391336139636,45.487066714689547,114.15525114155253,380.47945205479459,228.49462365590202,761.57258064512143,null,null,0,0,null,0,250,0,0,0,1187.5390994146055,0,1187.5390994146055,0,0,0,0,null,1187.5390994146055,1187.5390994146055,0,0,6,1]
["2010-01-09T06:15:00",16.800096405689732,56.011521416569572,0,0,0,0,null,null,0,0,null,0,250,0,0,0,56.011521416569572,0,56.011521416569572,0,0,0,0,null,56.011521416569572,56.011521416569572,0,0,6.25,1]
["2010-01-09T06:30:00",14.499446934702929,48.341156080299569,0,0,0,0,null,null,0,0,null,0,250,0,0,0,48.341156080299569,0,48.341156080299569,0,0,0,0,null,48.341156080299569,48.341156080299569,0,0,6.5,1]
["2010-01-09T06:45:00",13.643391336139636,45.487066714689547,0,0,0,0,null,null,0,0,null,0,250,0,0,0,45.487066714689547,0,45.487066714689547,0,0,0,0,null,45.487066714689547,45.487066714689547,0,0,6.75,1]
["2010-01-09T07:00:00",15.890537382064213,52.979051631802086,0,0,0,0,null,null,0,0,null,0,250,0,0,0,52.979051631802086,0,52.979051631802086,0,0,0,0,null,52.979051631802086,52.979051631802086,0,0,7,1]
["2010-01-09T07:15:00",13.96441188651303,46.557349229634447,0,0,0,0,null,null,0,0,null,0,250,0,0,0,46.557349229634447,0,46.557349229634447,0,0,0,0,null,46.557349229634447,46.557349229634447,0,0,7.25,1]
["2010-01-09T07:30:00",16.693089555565273,55.654760578254617,0,0,0,0,null,null,0,0,null,0,250,0,0,0,55.654760578254617,0,55.654760578254617,0,0,0,0,null,55.654760578254617,55.654760578254617,0,0,7.5,1]
["2010-01-09T07:45:00",14.552949761589474,48.519534505139305,0,0,0,0,null,null,0,0,null,0,250,0,0,0,48.519534505139305,0,48.519534505139305,0,0,0,0,null,48.519534505139305,48.519534505139305,0,0,7.75,1]
["2010-01-09T08:00:00",15.46250898460689,51.552004954679376,0,0,0,0,null,null,3.0948305719814221E-2,0.61896611439628446,null,0,250,0,0,0,51.552004954679376,0.61896611439628446,50.933038840283089,0,0,0,0,null,50.933038840283089,50.933038840283089,0,0,8,1]
["2010-01-09T08:15:00",19.635780526082655,65.465692273959576,0,0,0,0,null,null,0.47106104074027277,9.421220814805455,null,0,250,0,0,0,65.465692273959576,9.421220814805455,56.044471459154124,0,0,0,0,null,56.044471459154124,56.044471459154124,0,0,8.25,1]
["2010-01-09T08:30:00",66.451336475536337,221.54875580943815,0,0,0,0,null,null,1.5242496910049446,30.484993820098893,null,0,250,0,0,0,221.54875580943815,30.484993820098893,191.06376198933924,0,0,0,0,null,191.06376198933924,191.06376198933924,0,0,8.5,1]
["2010-01-09T08:45:00",22.203949315691464,74.027967018515341,0,0,0,0,null,null,3.1019749155927068,62.039498311854132,null,0,250,0,0,0,74.027967018515341,62.039498311854132,11.988468706661209,0,0,0,0,null,11.988468706661209,11.988468706661209,0,0,8.75,1]
["2010-01-09T09:00:00",12.305802918097321,41.027546928936466,0,0,0,0,null,null,4.7394154695025952,94.788309390051907,null,0,250,0,0,0,41.027546928936466,94.788309390051907,-53.760762461115441,0,-52.68554721189313,-53.760762461115441,53.760762461115441,null,0,0,0,0,9,1]
["2010-01-09T09:15:00",14.285431439926953,47.627628420716462,0,0,0,0,null,null,5.6292172130218496,112.58434426043699,null,0,250,0,0,0,47.627628420716462,112.58434426043699,-64.95671583972053,52.68554721189313,-63.657581522926115,-64.95671583972053,64.95671583972053,null,0,0,0,1.3171386802973283E-3,9.25,1]
["2010-01-09T09:30:00",89.083313191725665,297.00376618121339,0,0,0,0,null,null,7.7805122250958911,155.61024450191783,null,0,250,0,0,0,297.00376618121339,155.61024450191783,141.39352167929556,116.34312873481925,116.34312873481925,114.01626616012285,0,null,27.377255519172706,27.377255519172706,0,2.9085782183704812E-3,9.5,1]
["2010-01-09T09:45:00",130.6555263069724,435.60552470744602,0,0,0,0,null,null,7.9164050261174923,158.32810052234984,null,0,250,0,0,0,435.60552470744602,158.32810052234984,277.27742418509615,0,0,0,0,null,277.27742418509615,277.27742418509615,0,0,9.75,1]
["2010-01-09T10:00:00",94.701180001368201,315.73373412456158,0,0,0,0,null,null,8.2490309780086228,164.98061956017244,null,0,250,0,0,0,315.73373412456158,164.98061956017244,150.75311456438914,0,0,0,0,null,150.75311456438914,150.75311456438914,0,0,10,1]
["2010-01-09T10:15:00",118.02870263910982,393.50769459879217,0,0,0,0,null,null,10.061999667702381,201.23999335404761,null,0,250,0,0,0,393.50769459879217,201.23999335404761,192.26770124474456,0,0,0,0,null,192.26770124474456,192.26770124474456,0,0,10.25,1]
["2010-01-09T10:30:00",82.769901457490278,275.95485145927262,0,0,0,0,null,null,10.017652045755927,200.35304091511853,null,0,250,0,0,0,275.95485145927262,200.35304091511853,75.601810544154091,0,0,0,0,null,75.601810544154091,75.601810544154091,0,0,10.5,1]
["2010-01-09T10:45:00",16.318564583170183,54.406094320289391,0,0,0,0,null,null,9.191198574460131,183.82397148920262,null,0,250,0,0,0,54.406094320289391,183.82397148920262,-129.41787716891324,0,-126.82951962553497,-129.41787716891324,129.41787716891324,null,0,0,0,0,10.75,1]
["2010-01-09T11:00:00",48.581170172858712,161.96962135631094,0,0,0,0,null,null,9.0982472984407075,181.96494596881416,null,0,250,0,0,0,161.96962135631094,181.96494596881416,-19.995324612503225,126.82951962553497,-19.595418120253161,-19.995324612503225,19.995324612503225,null,0,0,0,3.1707379906383741E-3,11,1]
["2010-01-09T11:15:00",25.681676131966324,85.622708223975721,0,0,0,0,null,null,10.018640002217701,200.37280004435402,null,0,250,0,0,0,85.622708223975721,200.37280004435402,-114.7500918203783,146.42493774578813,-112.45508998397074,-114.7500918203783,114.7500918203783,null,0,0,0,3.6606234436447034E-3,11.25,1]
["2010-01-09T11:30:00",22.524969666672966,75.098248868687676,0,0,0,0,null,null,13.296143365266211,265.92286730532419,null,0,250,0,0,0,75.098248868687676,265.92286730532419,-190.82461843663651,258.88002772975887,-187.00812606790379,-190.82461843663651,190.82461843663651,null,0,0,0,6.4720006932439721E-3,11.5,1]
["2010-01-09T11:45:00",17.388634679549973,57.973708021619615,0,0,0,0,null,null,18.500391291804295,370.00782583608589,null,0,250,0,0,0,57.973708021619615,370.00782583608589,-312.0341178144663,445.88815379766265,-305.79343545817699,-312.0341178144663,312.0341178144663,null,0,0,0,1.1147203844941566E-2,11.75,1]
["2010-01-09T12:00:00",28.784878175237981,95.968783836243432,0,0,0,0,null,null,19.516737672331814,390.33475344663628,null,0,250,0,0,0,95.968783836243432,390.33475344663628,-294.36596961039288,751.68158925583964,-288.47865021818501,-294.36596961039288,294.36596961039288,null,0,0,0,1.8792039731395992E-2,12,1]
["2010-01-09T12:15:00",13.00134764329823,43.3464930427563,0,0,0,0,null,null,16.271687690400679,325.43375380801359,null,0,250,0,0,0,43.3464930427563,325.43375380801359,-282.08726076525727,1040.1602394740246,-276.44551554995212,-282.08726076525727,282.08726076525727,null,0,0,0,2.6004005986850615E-2,12.25,1]
["2010-01-09T12:30:00",13.536382691488129,45.130299893421423,0,0,0,0,null,null,16.344422404296829,326.8884480859366,null,0,250,0,0,0,45.130299893421423,326.8884480859366,-281.75814819251519,1316.6057550239766,-276.1229852286649,-281.75814819251519,281.75814819251519,null,0,0,0,3.2915143875599413E-2,12.5,1]
["2010-01-09T12:45:00",14.766963860622193,49.233057511314392,0,0,0,0,null,null,13.701693955216893,274.03387910433787,null,0,250,0,0,0,49.233057511314392,274.03387910433787,-224.80082159302347,1592.7287402526415,-220.30480516116299,-224.80082159302347,224.80082159302347,null,0,0,0,3.9818218506316033E-2,12.75,1]
["2010-01-09T13:00:00",13.37587221690954,44.595157971176405,0,0,0,0,null,null,11.970047975647065,239.40095951294128,null,0,250,0,0,0,44.595157971176405,239.40095951294128,-194.80580154176488,1813.0335454138044,-190.90968551092959,-194.80580154176488,194.80580154176488,null,0,0,0,4.532583863534511E-2,13,1]
["2010-01-09T13:15:00",14.338934864989183,47.806008839873932,0,0,0,0,null,null,10.705742672663801,214.11485345327603,null,0,250,0,0,0,47.806008839873932,214.11485345327603,-166.3088446134021,2003.9432309247341,-162.98266772113405,-166.3088446134021,166.3088446134021,null,0,0,0,5.0098580773118351E-2,13.25,1]
["2010-01-09T13:30:00",13.482880063993472,44.951922133354238,0,0,0,0,null,null,9.6444406635294513,192.88881327058903,null,0,250,0,0,0,44.951922133354238,192.88881327058903,-147.9368911372348,2166.9258986458681,-144.9781533144901,-147.9368911372348,147.9368911372348,null,0,0,0,5.4173147466146702E-2,13.5,1]
["2010-01-09T13:45:00",14.071418138461814,46.914108073631688,0,0,0,0,null,null,8.1287185904741825,162.57437180948364,null,0,250,0,0,0,46.914108073631688,162.57437180948364,-115.66026373585194,2311.9040519603582,-113.34705846113491,-115.66026373585194,115.66026373585194,null,0,0,0,5.7797601299008954E-2,13.75,1]
["2010-01-09T14:00:00",11.9312787432698,39.778883330061518,0,0,0,0,null,null,5.5560646050814801,111.12129210162961,null,0,250,0,0,0,39.778883330061518,111.12129210162961,-71.342408771568088,2425.2511104214932,-69.915560596136729,-71.342408771568088,71.342408771568088,null,0,0,0,6.0631277760537332E-2,14,1]
["2010-01-09T14:15:00",14.606453386043603,48.697915589069375,0,0,0,0,null,null,5.3854764944206881,107.70952988841375,null,0,250,0,0,0,48.697915589069375,107.70952988841375,-59.01161429934438,2495.1666710176301,-57.831382013357491,-59.01161429934438,59.01161429934438,null,0,0,0,6.2379166775440753E-2,14.25,1]
["2010-01-09T14:30:00",12.680327691100519,42.276212522129129,0,0,0,0,null,null,6.4437003520537512,128.87400704107503,null,0,250,0,0,0,42.276212522129129,128.87400704107503,-86.597794518945904,2552.9980530309876,-84.865838628566991,-86.597794518945904,86.597794518945904,null,0,0,0,6.382495132577469E-2,14.5,1]
["2010-01-09T14:45:00",12.519817415913824,41.741071264656689,0,0,0,0,null,null,4.8406130551113584,96.812261102227168,null,0,250,0,0,0,41.741071264656689,96.812261102227168,-55.071189837570479,2637.8638916595546,-53.969766040819067,-55.071189837570479,55.071189837570479,null,0,0,0,6.594659729148887E-2,14.75,1]
["2010-01-09T15:00:00",13.215362938682311,44.060020037566829,0,0,0,0,null,null,3.2127489032784742,64.254978065569489,null,0,250,0,0,0,44.060020037566829,64.254978065569489,-20.194958028002659,2691.8336577003738,-19.791058867442604,-20.194958028002659,20.194958028002659,null,0,0,0,6.7295841442509344E-2,15,1]
["2010-01-09T15:15:00",12.198796067972854,40.670786090621498,0,0,0,0,null,null,2.465832138850069,49.316642777001377,null,0,250,0,0,0,40.670786090621498,49.316642777001377,-8.6458566863798794,2711.6247165678164,-8.4729395526522815,-8.6458566863798794,8.6458566863798794,null,0,0,0,6.7790617914195411E-2,15.25,1]
["2010-01-09T15:30:00",13.482880063993472,44.951922133354238,0,0,0,0,null,null,1.7485640907015814,34.971281814031627,null,0,250,0,0,0,44.951922133354238,34.971281814031627,9.9806403193226103,2720.0976561204689,10.184326856451642,9.9806403193226103,0,null,0,0,0,6.8002441403011718E-2,15.5,1]
["2010-01-09T15:45:00",11.984782567115822,39.957265078764152,0,0,0,0,null,null,0.95169462661766846,19.03389253235337,null,0,250,0,0,0,39.957265078764152,19.03389253235337,20.923372546410782,2709.9133292640172,21.350380149398756,20.923372546410782,0,null,0,0,0,6.7747833231600427E-2,15.75,1]
["2010-01-09T16:00:00",14.606453386043603,48.697915589069375,0,0,0,{"$f":"F836*$G$2","v":0},null,null,0.5676414915114224,11.352829830228448,null,0,250,0,0,0,48.697915589069375,11.352829830228448,37.345085758840924,2688.5629491146183,38.10723036616421,37.345085758840924,0,null,0,0,0,{"$f":"U836*(1-bat_soc*0.01)/bat_cap_use/1000+bat_soc*0.01","v":6.7214073727865448E-2},16,1]
["2010-01-09T16:15:00",11.824271893145342,{"$f":"B837*$C$2","v":39.42212249174657},0,{"$f":"D837*$E$2","v":0},0,0,null,null,0.18841833311618383,{"$f":"IF(J837>(250*$J$2),250*$J$2*$K$2,J837 * $K$2)","v":3.7683666623236767},null,{"$f":"$M$2*L837","v":0},250,{"$f":"N837*$O$2","v":0},{"$f":"J837*$K$2-K837","v":0},{"$f":"P837*$Q$2","v":0},{"$f":"C837+E837+G837+I837","v":39.42212249174657},3.7683666623236767,{"$f":"R837-S837","v":35.653755829422892},2650.4557187484543,{"$f":"IF(T837>0,              IF((U837-T837/$W$2)>0,T837/$W$2,U837),    IF((U837-T837*$V$2)<($U$2),T837*$V$2,-$U$2+U837))","v":36.381383499411115},{"$f":"IF(T837>0,IF((U837-T837/$W$2)>0,T837,U837*$W$2),IF((U837-T837*$V$2)<$U$2,T837,(-$U$2+U837)/$V$2))","v":35.653755829422892},{"$f":"IF(W837<0,-W837,0)","v":0},null,{"$f":"IF(AA837>0,AA837,0)","v":0},{"$f":"T837-W837","v":0},{"$f":"IF(AA837<0,-AA837,0)","v":0},6.6261392968711363E-2,{"$f":"MINUTE(A837)/60 + HOUR(A837)","v":16.25},{"$f":"MONTH(A837)","v":1}]
["2010-01-09T16:30:00",13.054852065319933,43.524876785776655,0,0,0,0,null,null,3.853337835409568E-3,7.7066756708191353E-2,null,0,250,0,0,0,43.524876785776655,{"$f":"K838+M838+O838+Q838","v":7.7066756708191353E-2},43.447810029068464,{"$f":"U837-V837","v":2614.0743352490431},44.334500029661697,43.447810029068464,0,null,0,0,0,6.5351858381226077E-2,16.5,1]
["2010-01-09T16:45:00",14.017914713399582,46.735727654474211,0,0,0,0,null,null,0,0,null,0,250,0,0,0,46.735727654474211,0,46.735727654474211,2569.7398352193813,47.689518014769604,46.735727654474211,0,null,0,0,0,6.424349588048453E-2,16.75,1]
["2010-01-09T17:00:00",12.787334940008773,42.632974689989247,0,0,0,0,null,null,0,0,null,0,250,0,0,0,42.632974689989247,0,42.632974689989247,2522.0503172046119,43.50303539794821,42.632974689989247,0,null,0,0,0,6.3051257930115304E-2,17,1]
["2010-01-09T17:15:00",13.10835568977406,43.703257869706718,0,0,0,0,null,null,0,0,null,0,250,0,0,0,43.703257869706718,0,43.703257869706718,2478.5472818066637,44.59516109153747,43.703257869706718,0,null,0,0,0,6.1963682045166592E-2,17.25,1]
["2010-01-09T17:30:00",12.626823867254501,42.097830773426509,0,0,0,0,null,null,0,0,null,0,250,0,0,0,42.097830773426509,0,42.097830773426509,2433.9521207151261,42.956970176965825,42.097830773426509,0,null,0,0,0,6.0848803017878157E-2,17.5,1]
["2010-01-09T17:45:00",11.61025819289641,38.708600815116633,0,0,0,0,null,null,0,0,null,0,250,0,0,0,38.708600815116633,0,38.708600815116633,2390.99515053816,39.498572260323094,38.708600815116633,0,null,0,0,0,5.9774878763453998E-2,17.75,1]
["2010-01-09T18:00:00",33.653695638266029,112.20142125797895,0,0,0,0,null,null,0,0,null,0,250,0,0,0,112.20142125797895,0,112.20142125797895,2351.4965782778368,114.49124618161117,112.20142125797895,0,null,0,0,0,5.8787414456945915E-2,18,1]
["2010-01-09T18:15:00",97.108837120047028,323.76086295823677,0,0,0,0,null,null,0,0,null,0,250,0,0,0,323.76086295823677,0,323.76086295823677,2237.0053320962256,330.36822750840486,323.76086295823677,0,null,0,0,0,5.5925133302405644E-2,18.25,1]
["2010-01-09T18:30:00",70.731616063487934,235.81920795566879,0,0,0,0,null,null,0,0,null,0,250,0,0,0,235.81920795566879,0,235.81920795566879,1906.6371045878209,240.63184485272325,235.81920795566879,0,null,0,0,0,4.766592761469552E-2,18.5,1]
["2010-01-09T18:45:00",77.205538471693771,257.40326526462707,0,0,0,0,null,null,0,0,null,0,250,0,0,0,257.40326526462707,0,257.40326526462707,1666.0052597350978,262.65639312717047,257.40326526462707,0,null,0,0,0,4.1650131493377443E-2,18.75,1]
["2010-01-09T19:00:00",31.353045768495424,104.53105459216374,0,0,0,0,null,null,0,0,null,0,250,0,0,0,104.53105459216374,0,104.53105459216374,1403.3488666079272,106.66434142057525,104.53105459216374,0,null,0,0,0,3.5083721665198186E-2,19,1]
["2010-01-09T19:15:00",31.513556243074024,105.0661965144088,0,0,0,0,null,null,0,0,null,0,250,0,0,0,105.0661965144088,0,105.0661965144088,1296.6845251873519,107.2104046065396,105.0661965144088,0,null,0,0,0,3.2417113129683796E-2,19.25,1]
["2010-01-09T19:30:00",19.421767822793196,64.752173921192522,0,0,0,0,null,null,0,0,null,0,250,0,0,0,64.752173921192522,0,64.752173921192522,1189.4741205808123,66.073646858359723,64.752173921192522,0,null,0,0,0,2.9736853014520306E-2,19.5,1]
["2010-01-09T19:45:00",29.587430747522824,98.644494112241091,0,0,0,0,null,null,0,0,null,0,250,0,0,0,98.644494112241091,0,98.644494112241091,1123.4004737224525,100.65764705330724,98.644494112241091,0,null,0,0,0,2.8085011843061312E-2,19.75,1]
["2010-01-09T20:00:00",55.376113929005506,184.62396383930437,0,0,0,0,null,null,0,0,null,0,250,0,0,0,184.62396383930437,0,184.62396383930437,1022.7428266691452,188.39179983602486,184.62396383930437,0,null,0,0,0,2.5568570666728629E-2,20,1]
["2010-01-09T20:15:00",35.20529755716538,117.37446205558938,0,0,0,0,null,null,0,0,null,0,250,0,0,0,117.37446205558938,0,117.37446205558938,834.35102683312039,119.76985924039732,117.37446205558938,0,null,0,0,0,2.0858775670828011E-2,20.25,1]
["2010-01-09T20:30:00",26.698242205108212,89.011939511830775,0,0,0,0,null,null,0,0,null,0,250,0,0,0,89.011939511830775,0,89.011939511830775,714.58116759272309,90.82850970594977,89.011939511830775,0,null,0,0,0,1.7864529189818078E-2,20.5,1]
["2010-01-09T20:45:00",27.821815327766448,92.757932302773341,0,0,0,0,null,null,0,0,null,0,250,0,0,0,92.757932302773341,0,92.757932302773341,623.75265788677336,94.650951329360552,92.757932302773341,0,null,0,0,0,1.5593816447169334E-2,20.75,1]
["2010-01-09T21:00:00",34.509751835004998,115.05551261790667,0,0,0,0,null,null,0,0,null,0,250,0,0,0,115.05551261790667,0,115.05551261790667,529.10170655741285,117.40358430398641,115.05551261790667,0,null,0,0,0,1.322754266393532E-2,21,1]
["2010-01-09T21:15:00",36.435877729339978,121.4772163496195,0,0,0,0,null,null,0,0,null,0,250,0,0,0,121.4772163496195,0,121.4772163496195,411.69812225342645,123.95634321389744,121.4772163496195,0,null,0,0,0,1.0292453056335662E-2,21.25,1]
["2010-01-09T21:30:00",26.537731929921513,88.476798254358329,0,0,0,0,null,null,0,0,null,0,250,0,0,0,88.476798254358329,0,88.476798254358329,287.74177903952898,90.282447198324832,88.476798254358329,0,null,0,0,0,7.1935444759882242E-3,21.5,1]
["2010-01-09T21:45:00",24.504599185462069,81.698333684330535,0,0,0,0,null,null,0,0,null,0,250,0,0,0,81.698333684330535,0,81.698333684330535,197.45933184120415,83.36564661666381,81.698333684330535,0,null,0,0,0,4.9364832960301034E-3,21.75,1]
["2010-01-09T22:00:00",28.624368099443185,95.433643243543585,0,0,0,0,null,null,0,0,null,0,250,0,0,0,95.433643243543585,0,95.433643243543585,114.09368522454034,97.381268615860805,95.433643243543585,0,null,0,0,0,2.8523421306135086E-3,22,1]
["2010-01-09T22:15:00",25.842186606544921,86.157850146220767,0,0,0,0,null,null,0,0,null,0,250,0,0,0,86.157850146220767,0,86.157850146220767,16.712416608679533,16.712416608679533,16.378168276505942,0,null,69.779681869714821,69.779681869714821,0,4.178104152169883E-4,22.25,1]
["2010-01-09T22:30:00",33.01165433812735,110.06085556331659,0,0,0,0,null,null,0,0,null,0,250,0,0,0,110.06085556331659,0,110.06085556331659,0,0,0,0,null,110.06085556331659,110.06085556331659,0,0,22.5,1]
["2010-01-09T22:45:00",25.628172507512204,85.444327140045687,0,0,0,0,null,null,0,0,null,0,250,0,0,0,85.444327140045687,0,85.444327140045687,0,0,0,0,null,85.444327140045687,85.444327140045687,0,0,22.75,1]
["2010-01-09T23:00:00",22.310956165815931,74.38472785683031,0,0,0,0,null,null,0,0,null,0,250,0,0,0,74.38472785683031,0,74.38472785683031,0,0,0,0,null,74.38472785683031,74.38472785683031,0,0,23,1]
["2010-01-09T23:15:00",18.030676577864327,60.114275710599664,0,0,0,0,null,null,0,0,null,0,250,0,0,0,60.114275710599664,0,60.114275710599664,0,0,0,0,null,60.114275710599664,60.114275710599664,0,0,23.25,1]
["2010-01-09T23:30:00",18.13768342798879,60.471036548914626,0,0,0,0,null,null,0,0,null,0,250,0,0,0,60.471036548914626,0,60.471036548914626,0,0,0,0,null,60.471036548914626,60.471036548914626,0,0,23.5,1]
["2010-01-09T23:45:00",18.779725725086941,62.611605567439859,0,0,0,0,null,null,0,0,null,0,250,0,0,0,62.611605567439859,0,62.611605567439859,0,0,0,0,null,62.611605567439859,62.611605567439859,0,0,23.75,1]
["2010-01-10",18.351697128237721,61.184558225544563,0,0,0,0,null,null,0,0,null,0,250,0,0,0,61.184558225544563,0,61.184558225544563,0,0,0,0,null,61.184558225544563,61.184558225544563,0,0,0,1]
["2010-01-10T00:15:00",19.475270450287855,64.930551681259715,114.15525114155253,380.47945205479459,228.49462365590202,761.57258064512143,null,null,0,0,null,0,250,0,0,0,1206.9825843811757,0,1206.9825843811757,0,0,0,0,null,1206.9825843811757,1206.9825843811757,0,0,0.25,1]
["2010-01-10T00:30:00",21.13387882052788,70.460351987639953,114.15525114155253,380.47945205479459,228.49462365590202,761.57258064512143,null,null,0,0,null,0,250,0,0,0,1212.5123846875561,0,1212.5123846875561,0,0,0,0,null,1212.5123846875561,1212.5123846875561,0,0,0.5,1]
["2010-01-10T00:45:00",21.989934419091178,73.31444135324999,114.15525114155253,380.47945205479459,228.49462365590202,761.57258064512143,null,null,0,0,null,0,250,0,0,0,1215.366474053166,0,1215.366474053166,0,0,0,0,null,1215.366474053166,1215.366474053166,0,0,0.75,1]
["2010-01-10T01:00:00",19.58227749980421,65.287313184347241,114.15525114155253,380.47945205479459,228.49462365590202,761.57258064512143,null,null,0,0,null,0,250,0,0,0,1207.3393458842634,0,1207.3393458842634,0,0,0,0,null,1207.3393458842634,1207.3393458842634,0,0,1,1]
["2010-01-10T01:15:00",18.29819470013496,61.006181130249956,114.15525114155253,380.47945205479459,228.49462365590202,761.57258064512143,null,null,0,0,null,0,250,0,0,0,1203.0582138301661,0,1203.0582138301661,0,0,0,0,null,1203.0582138301661,1203.0582138301661,0,0,1.25,1]
["2010-01-10T01:30:00",16.96060608270075,56.546660679724297,114.15525114155253,380.47945205479459,228.49462365590202,761.57258064512143,null,null,0,0,null,0,250,0,0,0,1198.5986933796403,0,1198.5986933796403,0,0,0,0,null,1198.5986933796403,1198.5986933796403,0,0,1.5,1]
["2010-01-10T01:45:00",14.659956412322048,48.87629467868171,114.15525114155253,380.47945205479459,228.49462365590202,761.57258064512143,null,null,0,0,null,0,250,0,0,0,1190.9283273785977,0,1190.9283273785977,0,0,0,0,null,1190.9283273785977,1190.9283273785977,0,0,1.75,1]
["2010-01-10T02:00:00",17.549145154128563,58.508849943864632,114.15525114155253,380.47945205479459,228.49462365590202,761.57258064512143,null,null,0,0,null,0,250,0,0,0,1200.5608826437806,0,1200.5608826437806,0,0,0,0,null,1200.5608826437806,1200.5608826437806,0,0,2,1]
["2010-01-10T02:15:00",15.248495882533643,50.838485272367166,114.15525114155253,380.47945205479459,228.49462365590202,761.57258064512143,null,null,0,0,null,0,250,0,0,0,1192.8905179722833,0,1192.8905179722833,0,0,0,0,null,1192.8905179722833,1192.8905179722833,0,0,2.25,1]
["2010-01-10T02:30:00",15.087985407955054,50.303343350122155,114.15525114155253,380.47945205479459,228.49462365590202,761.57258064512143,null,null,0,0,null,0,250,0,0,0,1192.3553760500381,0,1192.3553760500381,0,0,0,0,null,1192.3553760500381,1192.3553760500381,0,0,2.5,1]
["2010-01-10T02:45:00",13.803901810718227,46.022208636934572,114.15525114155253,380.47945205479459,228.49462365590202,761.57258064512143,null,null,0,0,null,0,250,0,0,0,1188.0742413368507,0,1188.0742413368507,0,0,0,0,null,1188.0742413368507,1188.0742413368507,0,0,2.75,1]
["2010-01-10T03:00:00",16.96060608270075,56.546660679724297,114.15525114155253,380.47945205479459,228.49462365590202,761.57258064512143,null,null,0,0,null,0,250,0,0,0,1198.5986933796403,0,1198.5986933796403,0,0,0,0,null,1198.5986933796403,1198.5986933796403,0,0,3,1]
["2010-01-10T03:15:00",14.766964658189769,49.233060170404691,114.15525114155253,380.47945205479459,228.49462365590202,761.57258064512143,null,null,0,0,null,0,250,0,0,0,1191.2850928703208,0,1191.2850928703208,0,0,0,0,null,1191.2850928703208,1191.2850928703208,0,0,3.25,1]
["2010-01-10T03:30:00",13.96441188651303,46.557349229634447,114.15525114155253,380.47945205479459,228.49462365590202,761.57258064512143,null,null,0,0,null,0,250,0,0,0,1188.6093819295504,0,1188.6093819295504,0,0,0,0,null,1188.6093819295504,1188.6093819295504,0,0,3.5,1]
["2010-01-10T03:45:00",17.977173750977784,59.935897285759928,114.15525114155253,380.47945205479459,228.49462365590202,761.57258064512143,null,null,0,0,null,0,250,0,0,0,1201.9879299856759,0,1201.9879299856759,0,0,0,0,null,1201.9879299856759,1201.9879299856759,0,0,3.75,1]
["2010-01-10T04:00:00",13.96441188651303,46.557349229634447,114.15525114155253,380.47945205479459,228.49462365590202,761.57258064512143,null,null,0,0,null,0,250,0,0,0,1188.6093819295504,0,1188.6093819295504,0,0,0,0,null,1188.6093819295504,1188.6093819295504,0,0,4,1]
["2010-01-10T04:15:00",14.873971109530444,49.589819679174504,114.15525114155253,380.47945205479459,228.49462365590202,761.57258064512143,null,null,0,0,null,0,250,0,0,0,1191.6418523790906,0,1191.6418523790906,0,0,0,0,null,1191.6418523790906,1191.6418523790906,0,0,4.25,1]
["2010-01-10T04:30:00",15.141488234841605,50.481721774961912,114.15525114155253,380.47945205479459,228.49462365590202,761.57258064512143,null,null,0,0,null,0,250,0,0,0,1192.5337544748779,0,1192.5337544748779,0,0,0,0,null,1192.5337544748779,1192.5337544748779,0,0,4.5,1]
["2010-01-10T04:45:00",14.392439287010889,47.984392582894309,114.15525114155253,380.47945205479459,228.49462365590202,761.57258064512143,null,null,0,0,null,0,250,0,0,0,1190.0364252828103,0,1190.0364252828103,0,0,0,0,null,1190.0364252828103,1190.0364252828103,0,0,4.75,1]
["2010-01-10T05:00:00",15.35550273265811,51.195246110682142,114.15525114155253,380.47945205479459,228.49462365590202,761.57258064512143,null,null,0,0,null,0,250,0,0,0,1193.2472788105981,0,1193.2472788105981,0,0,0,0,null,1193.2472788105981,1193.2472788105981,0,0,5,1]
["2010-01-10T05:15:00",13.96441188651303,46.557349229634447,114.15525114155253,380.47945205479459,228.49462365590202,761.57258064512143,null,null,0,0,null,0,250,0,0,0,1188.6093819295504,0,1188.6093819295504,0,0,0,0,null,1188.6093819295504,1188.6093819295504,0,0,5.25,1]
["2010-01-10T05:30:00",15.890536783888534,52.979049637484373,114.15525114155253,380.47945205479459,228.49462365590202,761.57258064512143,null,null,0,0,null,0,250,0,0,0,1195.0310823374004,0,1195.0310823374004,0,0,0,0,null,1195.0310823374004,1195.0310823374004,0,0,5.5,1]
["2010-01-10T05:45:00",14.17842618493764,47.270872900582091,114.15525114155253,380.47945205479459,228.49462365590202,761.57258064512143,null,null,0,0,null,0,250,0,0,0,1189.3229056004982,0,1189.3229056004982,0,0,0,0,null,1189.3229056004982,1189.3229056004982,0,0,5.75,1]
["2010-01-10T06:00:00",14.017915510967157,46.735730313564503,114.15525114155253,380.47945205479459,228.49462365590202,761.57258064512143,null,null,0,0,null,0,250,0,0,0,1188.7877630134806,0,1188.7877630134806,0,0,0,0,null,1188.7877630134806,1188.7877630134806,0,0,6,1]
["2010-01-10T06:15:00",16.639586529286831,55.476381488642296,0,0,0,0,null,null,0,0,null,0,250,0,0,0,55.476381488642296,0,55.476381488642296,0,0,0,0,null,55.476381488642296,55.476381488642296,0,0,6.25,1]
["2010-01-10T06:30:00",13.643391336139636,45.487066714689547,0,0,0,0,null,null,0,0,null,0,250,0,0,0,45.487066714689547,0,45.487066714689547,0,0,0,0,null,45.487066714689547,45.487066714689547,0,0,6.5,1]
["2010-01-10T06:45:00",15.248495882533643,50.838485272367166,0,0,0,0,null,null,0,0,null,0,250,0,0,0,50.838485272367166,0,50.838485272367166,0,0,0,0,null,50.838485272367166,50.838485272367166,0,0,6.75,1]
["2010-01-10T07:00:00",15.67652268485582,52.265526631309307,0,0,0,0,null,null,0,0,null,0,250,0,0,0,52.265526631309307,0,52.265526631309307,0,0,0,0,null,52.265526631309307,52.265526631309307,0,0,7,1]
["2010-01-10T07:15:00",14.285433035062104,47.627633738897053,0,0,0,0,null,null,0,0,null,0,250,0,0,0,47.627633738897053,0,47.627633738897053,0,0,0,0,null,47.627633738897053,47.627633738897053,0,0,7.25,1]
["2010-01-10T07:30:00",14.873971508314233,49.589821008719653,0,0,0,0,null,null,0,0,null,0,250,0,0,0,49.589821008719653,0,49.589821008719653,0,0,0,0,null,49.589821008719653,49.589821008719653,0,0,7.5,1]
["2010-01-10T07:45:00",14.552949761589474,48.519534505139305,0,0,0,0,null,null,0,0,null,0,250,0,0,0,48.519534505139305,0,48.519534505139305,0,0,0,0,null,48.519534505139305,48.519534505139305,0,0,7.75,1]
["2010-01-10T08:00:00",17.121117354846916,57.081805261059621,0,0,0,{"$f":"F900*$G$2","v":0},null,null,5.0655809963718754E-2,1.0131161992743751,null,0,250,0,0,0,57.081805261059621,1.0131161992743751,56.068689061785243,0,0,0,0,null,56.068689061785243,56.068689061785243,0,{"$f":"U900*(1-bat_soc*0.01)/bat_cap_use/1000+bat_soc*0.01","v":0},8,1]
["2010-01-10T08:15:00",13.322369390022986,{"$f":"B901*$C$2","v":44.416779546336635},0,{"$f":"D901*$E$2","v":0},0,0,null,null,0.66544559700129202,{"$f":"IF(J901>(250*$J$2),250*$J$2*$K$2,J901 * $K$2)","v":13.30891194002584},null,{"$f":"$M$2*L901","v":0},250,{"$f":"N901*$O$2","v":0},{"$f":"J901*$K$2-K901","v":0},{"$f":"P901*$Q$2","v":0},{"$f":"C901+E901+G901+I901","v":44.416779546336635},13.30891194002584,{"$f":"R901-S901","v":31.107867606310794},0,{"$f":"IF(T901>0,              IF((U901-T901/$W$2)>0,T901/$W$2,U901),    IF((U901-T901*$V$2)<($U$2),T901*$V$2,-$U$2+U901))","v":0},{"$f":"IF(T901>0,IF((U901-T901/$W$2)>0,T901,U901*$W$2),IF((U901-T901*$V$2)<$U$2,T901,(-$U$2+U901)/$V$2))","v":0},{"$f":"IF(W901<0,-W901,0)","v":0},null,{"$f":"IF(AA901>0,AA901,0)","v":31.107867606310794},{"$f":"T901-W901","v":31.107867606310794},{"$f":"IF(AA901<0,-AA901,0)","v":0},0,{"$f":"MINUTE(A901)/60 + HOUR(A901)","v":8.25},{"$f":"MONTH(A901)","v":1}]
["2010-01-10T08:30:00",16.158055105551057,53.870955721907222,0,0,0,0,null,null,1.6935571426985139,33.871142853970277,null,0,250,0,0,0,53.870955721907222,{"$f":"K902+M902+O902+Q902","v":33.871142853970277},19.999812867936946,{"$f":"U901-V901","v":0},0,0,0,null,19.999812867936946,19.999812867936946,0,0,8.5,1]
["2010-01-10T08:45:00",55.536624204192215,185.15910509677684,0,0,0,0,null,null,3.8484356134162319,76.968712268324637,null,0,250,0,0,0,185.15910509677684,76.968712268324637,108.1903928284522,0,0,0,0,null,108.1903928284522,108.1903928284522,0,0,8.75,1]
["2010-01-10T09:00:00",15.676523283031502,52.265528625627027,0,0,0,0,null,null,4.4773201602504207,89.546403205008417,null,0,250,0,0,0,52.265528625627027,89.546403205008417,-37.28087457938139,0,-36.535257087793759,-37.28087457938139,37.28087457938139,null,0,0,0,0,9,1]
["2010-01-10T09:15:00",13.589887312901725,45.308684301214349,0,0,0,0,null,null,5.3381268703932419,106.76253740786484,null,0,250,0,0,0,45.308684301214349,106.76253740786484,-61.453853106650492,36.535257087793759,-60.224776044517483,-61.453853106650492,61.453853106650492,null,0,0,0,9.1338142719484395E-4,9.25,1]
["2010-01-10T09:30:00",11.503250943988151,38.3518386472565,0,0,0,0,null,null,8.4504761949926817,169.00952389985363,null,0,250,0,0,0,38.3518386472565,169.00952389985363,-130.65768525259713,96.760033132311236,-128.04453154754518,-130.65768525259713,130.65768525259713,null,0,0,0,2.419000828307781E-3,9.5,1]
["2010-01-10T09:45:00",11.289236047387863,37.638312981991135,0,0,0,0,null,null,8.8440941939731488,176.88188387946298,null,0,250,0,0,0,37.638312981991135,176.88188387946298,-139.24357089747184,224.80456467985641,-136.45869947952241,-139.24357089747184,139.24357089747184,null,0,0,0,5.6201141169964098E-3,9.75,1]
["2010-01-10T10:00:00",10.807705221827771,36.032889209573788,0,0,0,0,null,null,10.58539237712745,211.70784754254899,null,0,250,0,0,0,36.032889209573788,211.70784754254899,-175.67495833297519,361.26326415937882,-172.16145916631569,-175.67495833297519,175.67495833297519,null,0,0,0,9.0315816039844704E-3,10,1]
["2010-01-10T10:15:00",11.07522254653083,36.924791970133789,0,0,0,0,null,null,11.136488036917839,222.72976073835679,null,0,250,0,0,0,36.924791970133789,222.72976073835679,-185.80496876822301,533.42472332569446,-182.08886939285856,-185.80496876822301,185.80496876822301,null,0,0,0,1.3335618083142362E-2,10.25,1]
["2010-01-10T10:30:00",12.359306143767659,41.20592668332138,0,0,0,0,null,null,10.602188927154547,212.04377854309092,null,0,250,0,0,0,41.20592668332138,212.04377854309092,-170.83785185976956,715.51359271855301,-167.42109482257416,-170.83785185976956,170.83785185976956,null,0,0,0,1.7887839817963828E-2,10.5,1]
["2010-01-10T10:45:00",9.791138749902105,32.64365659217362,0,0,0,0,null,null,10.580718197270285,211.6143639454057,null,0,250,0,0,0,32.64365659217362,211.6143639454057,-178.97070735323209,882.93468754112723,-175.39129320616743,-178.97070735323209,178.97070735323209,null,0,0,0,2.2073367188528179E-2,10.75,1]
["2010-01-10T11:00:00",15.730026508701838,52.443908380011933,0,0,0,0,null,null,12.110880914138587,242.21761828277175,null,0,250,0,0,0,52.443908380011933,242.21761828277175,-189.77370990275983,1058.3259807472946,-185.97823570470464,-189.77370990275983,189.77370990275983,null,0,0,0,2.6458149518682365E-2,11,1]
["2010-01-10T11:15:00",14.766963860622193,49.233057511314392,0,0,0,0,null,null,12.008353250538578,240.16706501077155,null,0,250,0,0,0,49.233057511314392,240.16706501077155,-190.93400749945715,1244.3042164519993,-187.115327349468,-190.93400749945715,190.93400749945715,null,0,0,0,3.1107605411299984E-2,11.25,1]
["2010-01-10T11:30:00",15.08798461038748,50.303340691031856,0,0,0,0,null,null,12.454489249080034,249.08978498160067,null,0,250,0,0,0,50.303340691031856,249.08978498160067,-198.78644429056882,1431.4195438014674,-194.81071540475745,-198.78644429056882,198.78644429056882,null,0,0,0,3.5785488595036684E-2,11.5,1]
["2010-01-10T11:45:00",14.071417540286129,46.914106079313953,0,0,0,0,null,null,17.875611087103429,357.51222174206862,null,0,250,0,0,0,46.914106079313953,357.51222174206862,-310.59811566275465,1626.2302592062249,-304.38615334949958,-310.59811566275465,310.59811566275465,null,0,0,0,4.0655756480155625E-2,11.75,1]
["2010-01-10T12:00:00",22.417962617156608,74.741487365600136,0,0,0,0,null,null,25.110537852296545,502.2107570459309,null,0,250,0,0,0,74.741487365600136,502.2107570459309,-427.46926968033074,1930.6164125557245,-418.91988428672414,-427.46926968033074,427.46926968033074,null,0,0,0,4.8265410313893115E-2,12,1]
["2010-01-10T12:15:00",13.322369390022986,44.416779546336635,0,0,0,0,null,null,22.055608430557733,441.11216861115463,null,0,250,0,0,0,44.416779546336635,441.11216861115463,-396.69538906481802,2349.5362968424488,-388.76148128352168,-396.69538906481802,396.69538906481802,null,0,0,0,5.873840742106122E-2,12.25,1]
["2010-01-10T12:30:00",10.647194348465394,35.497745957783621,0,0,0,0,null,null,20.214062514553564,404.28125029107127,null,0,250,0,0,0,35.497745957783621,404.28125029107127,-368.78350433328762,2738.2977781259706,-361.40783424662186,-368.78350433328762,368.78350433328762,null,0,0,0,6.845744445314926E-2,12.5,1]
["2010-01-10T12:45:00",14.659956212930149,48.876294013909117,0,0,0,0,null,null,18.049885290692298,360.99770581384598,null,0,250,0,0,0,48.876294013909117,360.99770581384598,-312.12141179993688,3099.7056123725924,-305.87898356393816,-312.12141179993688,312.12141179993688,null,0,0,0,7.7492640309314811E-2,12.75,1]
["2010-01-10T13:00:00",12.733831116162749,42.454592941286606,0,0,0,0,null,null,17.184138312612223,343.68276625224445,null,0,250,0,0,0,42.454592941286606,343.68276625224445,-301.22817331095786,3405.5845959365306,-295.20360984473871,-301.22817331095786,301.22817331095786,null,0,0,0,8.5139614898413277E-2,13,1]
["2010-01-10T13:15:00",15.087984809779373,50.303341355804427,0,0,0,0,null,null,14.578157228267195,291.56314456534392,null,0,250,0,0,0,50.303341355804427,291.56314456534392,-241.25980320953948,3700.7882057812694,-236.43460714534868,-241.25980320953948,241.25980320953948,null,0,0,0,9.2519705144531741E-2,13.25,1]
["2010-01-10T13:30:00",17.656151605469237,58.865609452634438,0,0,0,0,null,null,12.952801111156685,259.05602222313371,null,0,250,0,0,0,58.865609452634438,259.05602222313371,-200.19041277049928,3937.2228129266182,-196.1866045150893,-200.19041277049928,200.19041277049928,null,0,0,0,9.8430570323165462E-2,13.5,1]
["2010-01-10T13:45:00",14.392439287010889,47.984392582894309,0,0,0,0,null,null,21.734192991057792,434.68385982115586,null,0,250,0,0,0,47.984392582894309,434.68385982115586,-386.69946723826155,4133.4094174417078,-378.96547789349631,-386.69946723826155,386.69946723826155,null,0,0,0,0.1033352354360427,13.75,1]
["2010-01-10T14:00:00",16.907103654597989,56.368283584429697,0,0,0,0,null,null,20.170360923240384,403.40721846480767,null,0,250,0,0,0,56.368283584429697,403.40721846480767,-347.03893488037795,4512.3748953352042,-340.09815618277037,-347.03893488037795,347.03893488037795,null,0,0,0,0.11280937238338011,14,1]
["2010-01-10T14:15:00",13.589886515334145,45.308681642124043,0,0,0,0,null,null,18.091800784522519,361.83601569045038,null,0,250,0,0,0,45.308681642124043,361.83601569045038,-316.52733404832634,4852.4730515179745,-310.19678736735983,-316.52733404832634,316.52733404832634,null,0,0,0,0.12131182628794936,14.25,1]
["2010-01-10T14:30:00",16.104550484137462,53.692571314114304,0,0,0,0,null,null,14.68053288295393,293.61065765907858,null,0,250,0,0,0,53.692571314114304,293.61065765907858,-239.91808634496428,5162.6698388853347,-235.11972461806499,-239.91808634496428,239.91808634496428,null,0,0,0,0.12906674597213336,14.5,1]
["2010-01-10T14:45:00",13.910907065707542,46.37896415706895,0,0,0,0,null,null,9.2043850287676143,184.0877005753523,null,0,250,0,0,0,46.37896415706895,184.0877005753523,-137.70873641828337,5397.7895635034001,-134.95456168991768,-137.70873641828337,137.70873641828337,null,0,0,0,0.134944739087585,14.75,1]
["2010-01-10T15:00:00",17.656152602428712,58.865612776497329,0,0,0,0,null,null,6.0360218402662236,120.72043680532447,null,0,250,0,0,0,58.865612776497329,120.72043680532447,-61.854824028827139,5532.7441251933178,-60.617727548250592,-61.854824028827139,61.854824028827139,null,0,0,0,0.13831860312983296,15,1]
["2010-01-10T15:15:00",8.4535519269949404,28.184142124601131,0,0,0,0,null,null,5.5264615722928214,110.52923144585642,null,0,250,0,0,0,28.184142124601131,110.52923144585642,-82.345089321255301,5593.3618527415683,-80.698187534830197,-82.345089321255301,82.345089321255301,null,0,0,0,0.13983404631853921,15.25,1]
["2010-01-10T15:30:00",3.638237689637235,12.129884457250542,0,0,0,0,null,null,4.7289270501867957,94.578541003735921,null,0,250,0,0,0,12.129884457250542,94.578541003735921,-82.448656546485381,5674.0600402763985,-80.799683415555677,-82.448656546485381,82.448656546485381,null,0,0,0,0.14185150100690996,15.5,1]
["2010-01-10T15:45:00",2.3541538930085144,7.8487490792903873,0,0,0,0,null,null,3.9748281907738918,79.496563815477842,null,0,250,0,0,0,7.8487490792903873,79.496563815477842,-71.647814736187456,5754.8597236919541,-70.214858441463704,-71.647814736187456,71.647814736187456,null,0,0,0,0.14387149309229885,15.75,1]
["2010-01-10T16:00:00",9.8446419755724435,32.822036346558527,0,0,0,0,null,null,2.8836191129038209,57.672382258076418,null,0,250,0,0,0,32.822036346558527,57.672382258076418,-24.850345911517891,5825.0745821334176,-24.353338993287533,-24.850345911517891,24.850345911517891,null,0,0,0,0.14562686455333546,16,1]
["2010-01-10T16:15:00",7.5974957302559734,25.330050764673416,0,0,0,0,null,null,1.7257214888915235,34.514429777830472,null,0,250,0,0,0,25.330050764673416,34.514429777830472,-9.1843790131570557,5849.4279211267049,-9.0006914328939143,-9.1843790131570557,9.1843790131570557,null,0,0,0,0.14623569802816763,16.25,1]
["2010-01-10T16:30:00",9.5771248502612867,31.930134250771129,0,0,0,0,null,null,0.2689090131651598,5.3781802633031965,null,0,250,0,0,0,31.930134250771129,5.3781802633031965,26.551953987467932,5858.4286125595991,27.093830599457075,26.551953987467932,0,null,0,0,0,0.14646071531398996,16.5,1]
["2010-01-10T16:45:00",100.69357078644639,335.71236500201223,0,0,0,0,null,null,0,0,null,0,250,0,0,0,335.71236500201223,0,335.71236500201223,5831.3347819601422,342.56363775715533,335.71236500201223,0,null,0,0,0,0.14578336954900356,16.75,1]
["2010-01-10T17:00:00",69.768553016624494,232.60835575742607,0,0,0,0,null,null,0,0,null,0,250,0,0,0,232.60835575742607,0,232.60835575742607,5488.7711442029868,237.35546505859804,232.60835575742607,0,null,0,0,0,0.13721927860507466,17,1]
["2010-01-10T17:15:00",127.87334481407414,426.32973161012319,0,0,0,0,null,null,0,0,null,0,250,0,0,0,426.32973161012319,0,426.32973161012319,5251.4156791443884,435.03033837767674,426.32973161012319,0,null,0,0,0,0.13128539197860972,17.25,1]
["2010-01-10T17:30:00",76.081964750859839,253.6572704793667,0,0,0,0,null,null,0,0,null,0,250,0,0,0,253.6572704793667,0,253.6572704793667,4816.385340766712,258.83394946874154,253.6572704793667,0,null,0,0,0,0.12040963351916779,17.5,1]
["2010-01-10T17:45:00",67.253888848429312,224.22446542066334,0,0,0,0,null,null,0,0,null,0,250,0,0,0,224.22446542066334,0,224.22446542066334,4557.5513912979704,228.80047491904423,224.22446542066334,0,null,0,0,0,0.11393878478244926,17.75,1]
["2010-01-10T18:00:00",17.870165903893849,59.579133123582096,0,0,0,0,null,null,0,0,null,0,250,0,0,0,59.579133123582096,0,59.579133123582096,4328.7509163789264,60.795033799573567,59.579133123582096,0,null,0,0,0,0.10821877290947315,18,1]
["2010-01-10T18:15:00",22.364459391486264,74.563107611215202,0,0,0,0,null,null,0,0,null,0,250,0,0,0,74.563107611215202,0,74.563107611215202,4267.9558825793529,76.084803684913467,74.563107611215202,0,null,0,0,0,0.10669889706448382,18.25,1]
["2010-01-10T18:30:00",91.918998508469969,306.45794102723886,0,0,0,0,null,null,0,0,null,0,250,0,0,0,306.45794102723886,0,306.45794102723886,4191.8710788944391,312.71218472167232,306.45794102723886,0,null,0,0,0,0.10479677697236098,18.5,1]
["2010-01-10T18:45:00",91.383963260888152,304.67413351180113,0,0,0,0,null,null,0,0,null,0,250,0,0,0,304.67413351180113,0,304.67413351180113,3879.1588941727668,310.89197297122564,304.67413351180113,0,null,0,0,0,9.6978972354319168E-2,18.75,1]
["2010-01-10T19:00:00",78.864146443150005,262.93306424146215,0,0,0,0,null,null,0,0,null,0,250,0,0,0,262.93306424146215,0,262.93306424146215,3568.2669212015412,268.29904514434912,262.93306424146215,0,null,0,0,0,8.9206673030038527E-2,19,1]
["2010-01-10T19:15:00",52.754442511902049,175.88331133468142,0,0,0,0,null,null,0,0,null,0,250,0,0,0,175.88331133468142,0,175.88331133468142,3299.9678760571919,179.47276666804228,175.88331133468142,0,null,0,0,0,8.2499196901429803E-2,19.25,1]
["2010-01-10T19:30:00",113.05287752838976,376.91829367965147,0,0,0,0,null,null,0,0,null,0,250,0,0,0,376.91829367965147,0,376.91829367965147,3120.4951093891495,384.61050375474639,376.91829367965147,0,null,0,0,0,7.8012377734728744E-2,19.5,1]
["2010-01-10T19:45:00",62.652588909496195,208.88373142426033,0,0,0,0,null,null,0,0,null,0,250,0,0,0,208.88373142426033,0,208.88373142426033,2735.8846056344032,213.14666471863299,208.88373142426033,0,null,0,0,0,6.8397115140860082E-2,19.75,1]
["2010-01-10T20:00:00",32.155598739564056,107.20676619770657,0,0,0,0,null,null,0,0,null,0,250,0,0,0,107.20676619770657,0,107.20676619770657,2522.7379409157702,109.39465938541487,107.20676619770657,0,null,0,0,0,6.3068448522894255E-2,20,1]
["2010-01-10T20:15:00",30.015458546804471,100.07153879504611,0,0,0,0,null,null,0,0,null,0,250,0,0,0,100.07153879504611,0,100.07153879504611,2413.3432815303554,102.11381509698583,100.07153879504611,0,null,0,0,0,6.0333582038258879E-2,20.25,1]
["2010-01-10T20:30:00",27.233277053906214,90.795745697723319,0,0,0,0,null,null,0,0,null,0,250,0,0,0,90.795745697723319,0,90.795745697723319,2311.2294664333695,92.648720099717679,90.795745697723319,0,null,0,0,0,5.7780736660834234E-2,20.5,1]
["2010-01-10T20:45:00",30.925018168605675,103.10401057413132,0,0,0,0,null,null,0,0,null,0,250,0,0,0,103.10401057413132,0,103.10401057413132,2218.5807463336519,105.20817405523604,103.10401057413132,0,null,0,0,0,5.5464518658341296E-2,20.75,1]
["2010-01-10T21:00:00",23.809053662693579,79.379384911420388,0,0,0,0,null,null,0,0,null,0,250,0,0,0,79.379384911420388,0,79.379384911420388,2113.3725722784156,80.99937235859224,79.379384911420388,0,null,0,0,0,5.2834314306960395E-2,21,1]
["2010-01-10T21:15:00",23.969564137272172,79.91452683366542,0,0,0,0,null,null,0,0,null,0,250,0,0,0,79.91452683366542,0,79.91452683366542,2032.3731999198235,81.545435544556554,79.91452683366542,0,null,0,0,0,5.0809329997995589E-2,21.25,1]
["2010-01-10T21:30:00",23.327522238957815,77.773959144685364,0,0,0,0,null,null,0,0,null,0,250,0,0,0,77.773959144685364,0,77.773959144685364,1950.827764375267,79.361182800699353,77.773959144685364,0,null,0,0,0,4.8770694109381674E-2,21.5,1]
["2010-01-10T21:45:00",23.755550237631354,79.201004492262939,0,0,0,0,null,null,0,0,null,0,250,0,0,0,79.201004492262939,0,79.201004492262939,1871.4665815745675,80.817351522717289,79.201004492262939,0,null,0,0,0,4.6786664539364191E-2,21.75,1]
["2010-01-10T22:00:00",23.22051518944145,77.417197641597795,0,0,0,0,null,null,0,0,null,0,250,0,0,0,77.417197641597795,0,77.417197641597795,1790.6492300518503,78.99714045060999,77.417197641597795,0,null,0,0,0,4.4766230751296258E-2,22,1]
["2010-01-10T22:15:00",22.952997864738396,76.525294881037809,0,0,0,0,null,null,0,0,null,0,250,0,0,0,76.525294881037809,0,76.525294881037809,1711.6520896012403,78.087035592895731,76.525294881037809,0,null,0,0,0,4.2791302240031005E-2,22.25,1]
["2010-01-10T22:30:00",23.702046812569112,79.022624073105419,0,0,0,0,null,null,0,0,null,0,250,0,0,0,79.022624073105419,0,79.022624073105419,1633.5650540083445,80.635330686842266,79.022624073105419,0,null,0,0,0,4.0839126350208615E-2,22.5,1]
["2010-01-10T22:45:00",20.919865120278956,69.746830311010044,0,0,0,0,null,null,0,0,null,0,250,0,0,0,69.746830311010044,0,69.746830311010044,1552.9297233215023,71.170235011234737,69.746830311010044,0,null,0,0,0,3.8823243083037556E-2,22.75,1]
["2010-01-10T23:00:00",27.179773828235867,90.617365943338385,0,0,0,0,null,null,0,0,null,0,250,0,0,0,90.617365943338385,0,90.617365943338385,1481.7594883102674,92.466699942182032,90.617365943338385,0,null,0,0,0,3.7043987207756687E-2,23,1]
["2010-01-10T23:15:00",16.532579080986686,55.119618656009614,0,0,0,0,null,null,0,0,null,0,250,0,0,0,55.119618656009614,0,55.119618656009614,1389.2927883680854,56.244508832662873,55.119618656009614,0,null,0,0,0,3.4732319709202139E-2,23.25,1]
["2010-01-10T23:30:00",16.532578682202889,55.119617326464436,0,0,0,0,null,null,0,0,null,0,250,0,0,0,55.119617326464436,0,55.119617326464436,1333.0482795354226,56.244507475984122,55.119617326464436,0,null,0,0,0,3.3326206988385565E-2,23.5,1]
["2010-01-10T23:45:00",15.034481982892821,50.124962930964664,0,0,0,0,null,null,0,0,null,0,250,0,0,0,50.124962930964664,0,50.124962930964664,1276.8037720594384,51.147921358127206,50.124962930964664,0,null,0,0,0,3.1920094301485957E-2,23.75,1]
["2010-01-11",21.829424941472052,72.779302754867828,0,0,0,{"$f":"F964*$G$2","v":0},null,null,0,0,null,0,250,0,0,0,72.779302754867828,0,72.779302754867828,1225.6558507013112,74.26459464782431,72.779302754867828,0,null,0,0,0,{"$f":"U964*(1-bat_soc*0.01)/bat_cap_use/1000+bat_soc*0.01","v":3.0641396267532782E-2},0,1]
["2010-01-11T00:15:00",20.759355044484153,{"$f":"B965*$C$2","v":69.211689718310168},114.15525114155253,{"$f":"D965*$E$2","v":380.47945205479459},228.49462365590202,761.57258064512143,null,null,0,{"$f":"IF(J965>(250*$J$2),250*$J$2*$K$2,J965 * $K$2)","v":0},null,{"$f":"$M$2*L965","v":0},250,{"$f":"N965*$O$2","v":0},{"$f":"J965*$K$2-K965","v":0},{"$f":"P965*$Q$2","v":0},{"$f":"C965+E965+G965+I965","v":1211.2637224182263},0,{"$f":"R965-S965","v":1211.2637224182263},1151.3912560534868,{"$f":"IF(T965>0,              IF((U965-T965/$W$2)>0,T965/$W$2,U965),    IF((U965-T965*$V$2)<($U$2),T965*$V$2,-$U$2+U965))","v":1151.3912560534868},{"$f":"IF(T965>0,IF((U965-T965/$W$2)>0,T965,U965*$W$2),IF((U965-T965*$V$2)<$U$2,T965,(-$U$2+U965)/$V$2))","v":1128.363430932417},{"$f":"IF(W965<0,-W965,0)","v":0},null,{"$f":"IF(AA965>0,AA965,0)","v":82.900291485809248},{"$f":"T965-W965","v":82.900291485809248},{"$f":"IF(AA965<0,-AA965,0)","v":0},2.8784781401337171E-2,{"$f":"MINUTE(A965)/60 + HOUR(A965)","v":0.25},{"$f":"MONTH(A965)","v":1}]
["2010-01-11T00:30:00",19.368264397730961,64.573793502035031,114.15525114155253,380.47945205479459,228.49462365590202,761.57258064512143,null,null,0,0,null,0,250,0,0,0,1206.625826201951,{"$f":"K966+M966+O966+Q966","v":0},1206.625826201951,{"$f":"U965-V965","v":0},0,0,0,null,1206.625826201951,1206.625826201951,0,0,0.5,1]
["2010-01-11T00:45:00",20.33132704581061,67.784644370732579,114.15525114155253,380.47945205479459,228.49462365590202,761.57258064512143,null,null,0,0,null,0,250,0,0,0,1209.8366770706486,0,1209.8366770706486,0,0,0,0,null,1209.8366770706486,1209.8366770706486,0,0,0.75,1]
["2010-01-11T01:00:00",19.421767224617518,64.752171926874809,114.15525114155253,380.47945205479459,228.49462365590202,761.57258064512143,null,null,0,0,null,0,250,0,0,0,1206.8042046267908,0,1206.8042046267908,0,0,0,0,null,1206.8042046267908,1206.8042046267908,0,0,1,1]
["2010-01-11T01:15:00",21.187383242549583,70.638735730660315,114.15525114155253,380.47945205479459,228.49462365590202,761.57258064512143,null,null,0,0,null,0,250,0,0,0,1212.6907684305763,0,1212.6907684305763,0,0,0,0,null,1212.6907684305763,1212.6907684305763,0,0,1.25,1]
["2010-01-11T01:30:00",20.438334095326969,68.141405873820119,114.15525114155253,380.47945205479459,228.49462365590202,761.57258064512143,null,null,0,0,null,0,250,0,0,0,1210.1934385737361,0,1210.1934385737361,0,0,0,0,null,1210.1934385737361,1210.1934385737361,0,0,1.5,1]
["2010-01-11T01:45:00",21.080375993641326,70.281973562800175,114.15525114155253,380.47945205479459,228.49462365590202,761.57258064512143,null,null,0,0,null,0,250,0,0,0,1212.3340062627162,0,1212.3340062627162,0,0,0,0,null,1212.3340062627162,1212.3340062627162,0,0,1.75,1]
["2010-01-11T02:00:00",18.565712423621804,61.898085220355092,114.15525114155253,380.47945205479459,228.49462365590202,761.57258064512143,null,null,0,0,null,0,250,0,0,0,1203.9501179202712,0,1203.9501179202712,0,0,0,0,null,1203.9501179202712,1203.9501179202712,0,0,2,1]
["2010-01-11T02:15:00",20.652348393751581,68.854929544767771,114.15525114155253,380.47945205479459,228.49462365590202,761.57258064512143,null,null,0,0,null,0,250,0,0,0,1210.9069622446837,0,1210.9069622446837,0,0,0,0,null,1210.9069622446837,1210.9069622446837,0,0,2.25,1]
["2010-01-11T02:30:00",19.796291997620717,66.000837520067478,114.15525114155253,380.47945205479459,228.49462365590202,761.57258064512143,null,null,0,0,null,0,250,0,0,0,1208.0528702199836,0,1208.0528702199836,0,0,0,0,null,1208.0528702199836,1208.0528702199836,0,0,2.5,1]
["2010-01-11T02:45:00",19.047243847357571,63.503510987090145,114.15525114155253,380.47945205479459,228.49462365590202,761.57258064512143,null,null,0,0,null,0,250,0,0,0,1205.5555436870061,0,1205.5555436870061,0,0,0,0,null,1205.5555436870061,1205.5555436870061,0,0,2.75,1]
["2010-01-11T03:00:00",20.491837320997305,68.319785628205011,114.15525114155253,380.47945205479459,228.49462365590202,761.57258064512143,null,null,0,0,null,0,250,0,0,0,1210.371818328121,0,1210.371818328121,0,0,0,0,null,1210.371818328121,1210.371818328121,0,0,3,1]
["2010-01-11T03:15:00",19.154250099306356,63.860269831087393,114.15525114155253,380.47945205479459,228.49462365590202,761.57258064512143,null,null,0,0,null,0,250,0,0,0,1205.9123025310034,0,1205.9123025310034,0,0,0,0,null,1205.9123025310034,1205.9123025310034,0,0,3.25,1]
["2010-01-11T03:30:00",20.277824019532169,67.606265281120258,114.15525114155253,380.47945205479459,228.49462365590202,761.57258064512143,null,null,0,0,null,0,250,0,0,0,1209.6582979810364,0,1209.6582979810364,0,0,0,0,null,1209.6582979810364,1209.6582979810364,0,0,3.5,1]
["2010-01-11T03:45:00",19.421767424009406,64.752172591647366,114.15525114155253,380.47945205479459,228.49462365590202,761.57258064512143,null,null,0,0,null,0,250,0,0,0,1206.8042052915634,0,1206.8042052915634,0,0,0,0,null,1206.8042052915634,1206.8042052915634,0,0,3.75,1]
["2010-01-11T04:00:00",20.491837520389204,68.319786292977611,114.15525114155253,380.47945205479459,228.49462365590202,761.57258064512143,null,null,0,0,null,0,250,0,0,0,1210.3718189928936,0,1210.3718189928936,0,0,0,0,null,1210.3718189928936,1210.3718189928936,0,0,4,1]
["2010-01-11T04:15:00",18.940236797841212,63.146749484002605,114.15525114155253,380.47945205479459,228.49462365590202,761.57258064512143,null,null,0,0,null,0,250,0,0,0,1205.1987821839186,0,1205.1987821839186,0,0,0,0,null,1205.1987821839186,1205.1987821839186,0,0,4.25,1]
["2010-01-11T04:30:00",21.187383242549583,70.638735730660315,114.15525114155253,380.47945205479459,228.49462365590202,761.57258064512143,null,null,0,0,null,0,250,0,0,0,1212.6907684305763,0,1212.6907684305763,0,0,0,0,null,1212.6907684305763,1212.6907684305763,0,0,4.5,1]
["2010-01-11T04:45:00",20.224320195686147,67.42788353241761,114.15525114155253,380.47945205479459,228.49462365590202,761.57258064512143,null,null,0,0,null,0,250,0,0,0,1209.4799162323336,0,1209.4799162323336,0,0,0,0,null,1209.4799162323336,1209.4799162323336,0,0,4.75,1]
["2010-01-11T05:00:00",16.425572430254114,54.762858482467216,114.15525114155253,380.47945205479459,228.49462365590202,761.57258064512143,null,null,0,0,null,0,250,0,0,0,1196.8148911823832,0,1196.8148911823832,0,0,0,0,null,1196.8148911823832,1196.8148911823832,0,0,5,1]
["2010-01-11T05:15:00",19.100746474852233,63.681888747157345,114.15525114155253,380.47945205479459,228.49462365590202,761.57258064512143,null,null,0,0,null,0,250,0,0,0,1205.7339214470735,0,1205.7339214470735,0,0,0,0,null,1205.7339214470735,1205.7339214470735,0,0,5.25,1]
["2010-01-11T05:30:00",15.516012409669122,51.730385373836853,114.15525114155253,380.47945205479459,228.49462365590202,761.57258064512143,null,null,0,0,null,0,250,0,0,0,1193.782418073753,0,1193.782418073753,0,0,0,0,null,1193.782418073753,1193.782418073753,0,0,5.5,1]
["2010-01-11T05:45:00",16.960606481484536,56.546662009269447,114.15525114155253,380.47945205479459,228.49462365590202,761.57258064512143,null,null,0,0,null,0,250,0,0,0,1198.5986947091856,0,1198.5986947091856,0,0,0,0,null,1198.5986947091856,1198.5986947091856,0,0,5.75,1]
["2010-01-11T06:00:00",17.870166701461422,59.579135782672381,114.15525114155253,380.47945205479459,228.49462365590202,761.57258064512143,null,null,0,0,null,0,250,0,0,0,1201.6311684825885,0,1201.6311684825885,0,0,0,0,null,1201.6311684825885,1201.6311684825885,0,0,6,1]
["2010-01-11T06:15:00",16.907104053381776,56.36828491397484,0,0,0,0,null,null,0,0,null,0,250,0,0,0,56.36828491397484,0,56.36828491397484,0,0,0,0,null,56.36828491397484,56.36828491397484,0,0,6.25,1]
["2010-01-11T06:30:00",16.586081907873229,55.297997080849349,0,0,0,0,null,null,0,0,null,0,250,0,0,0,55.297997080849349,0,55.297997080849349,0,0,0,0,null,55.297997080849349,55.297997080849349,0,0,6.5,1]
["2010-01-11T06:45:00",15.783529534980284,52.622287469624268,0,0,0,0,null,null,0,0,null,0,250,0,0,0,52.622287469624268,0,52.622287469624268,0,0,0,0,null,52.622287469624268,52.622287469624268,0,0,6.75,1]
["2010-01-11T07:00:00",17.977173152802095,59.935895291442186,0,0,0,0,null,null,0,0,null,0,250,0,0,0,59.935895291442186,0,59.935895291442186,0,0,0,0,null,59.935895291442186,59.935895291442186,0,0,7,1]
["2010-01-11T07:15:00",15.516012210277228,51.730384709064282,0,0,0,0,null,null,0,0,null,0,250,0,0,0,51.730384709064282,0,51.730384709064282,0,0,0,0,null,51.730384709064282,51.730384709064282,0,0,7.25,1]
["2010-01-11T07:30:00",19.36826379955528,64.573791507717303,0,0,0,0,null,null,0,0,null,0,250,0,0,0,64.573791507717303,0,64.573791507717303,0,0,0,0,null,64.573791507717303,64.573791507717303,0,0,7.5,1]
["2010-01-11T07:45:00",16.639585731719254,55.476378829551997,0,0,0,0,null,null,2.5004893289309899E-2,0.50009786578619797,null,0,250,0,0,0,55.476378829551997,0.50009786578619797,54.976280963765802,0,0,0,0,null,54.976280963765802,54.976280963765802,0,0,7.75,1]
["2010-01-11T08:00:00",51.470359114057118,171.60217728626642,0,0,0,0,null,null,0.57243726599609623,11.448745319921924,null,0,250,0,0,0,171.60217728626642,11.448745319921924,160.1534319663445,0,0,0,0,null,160.1534319663445,160.1534319663445,0,0,8,1]
["2010-01-11T08:15:00",19.314759975709265,64.395409759014697,0,0,0,0,null,null,2.3374445749728419,46.748891499456839,null,0,250,0,0,0,64.395409759014697,46.748891499456839,17.646518259557858,0,0,0,0,null,17.646518259557858,17.646518259557858,0,0,8.25,1]
["2010-01-11T08:30:00",26.109703731856069,87.04975224200814,0,0,0,0,null,null,4.2718087410768542,85.43617482153708,null,0,250,0,0,0,87.04975224200814,85.43617482153708,1.61357742047106,0,0,0,0,null,1.61357742047106,1.61357742047106,0,0,8.5,1]
["2010-01-11T08:45:00",84.000481829056795,280.05760641807535,0,0,0,0,null,null,7.7911905540787219,155.82381108157443,null,0,250,0,0,0,280.05760641807535,155.82381108157443,124.23379533650092,0,0,0,0,null,124.23379533650092,124.23379533650092,0,0,8.75,1]
["2010-01-11T09:00:00",110.21719280982109,367.46412082794353,0,0,0,0,null,null,10.272907207596647,205.45814415193294,null,0,250,0,0,0,367.46412082794353,205.45814415193294,162.00597667601059,0,0,0,0,null,162.00597667601059,162.00597667601059,0,0,9,1]
["2010-01-11T10:00:00",42.642283211626541,142.16937222756289,0,0,0,0,null,null,22.703531651641804,454.0706330328361,null,0,250,0,0,0,142.16937222756289,454.0706330328361,-311.90126080527318,0,-305.6632355891677,-311.90126080527318,311.90126080527318,null,0,0,0,0,10,1]
["2010-01-11T18:30:00",12.466313592067806,41.562689515954062,0,0,0,0,null,null,0,0,null,0,250,0,0,0,41.562689515954062,0,41.562689515954062,9999.9855633083607,42.41090766934088,41.562689515954062,0,null,0,0,0,0.24999963908270903,18.5,1]
["2010-01-12T07:15:00",12.733830916770863,42.454592276514056,0,0,0,0,null,null,0,0,null,0,250,0,0,0,42.454592276514056,0,42.454592276514056,0,0,0,0,null,42.454592276514056,42.454592276514056,0,0,7.25,1]
["2010-01-12T16:00:00",21.882928366534284,72.957683174025306,0,0,0,0,null,null,3.4822165288540918,69.644330577081831,null,0,250,0,0,0,72.957683174025306,69.644330577081831,3.3133525969434743,20034.10409113859,3.3809720376974228,3.3133525969434743,0,null,0,0,0,0.50085260227846473,16,1]
["2010-01-12T20:15:00",37.773464751639025,125.93673148196451,0,0,0,0,null,null,0,0,null,0,250,0,0,0,125.93673148196451,0,125.93673148196451,18055.553775834862,128.50686885914746,125.93673148196451,0,null,0,0,0,0.45138884439587157,20.25,1]
["2010-01-13T05:30:00",15.516012409669122,51.730385373836853,114.15525114155253,380.47945205479459,228.49462365590202,761.57258064512143,null,null,0,0,null,0,250,0,0,0,1193.782418073753,0,1193.782418073753,0,0,0,0,null,1193.782418073753,1193.782418073753,0,0,5.5,1]
["2010-01-13T17:30:00",68.591476070120237,228.68398121778088,0,0,0,0,null,null,0,0,null,0,250,0,0,0,228.68398121778088,0,228.68398121778088,7774.6937916473853,233.35100124263354,228.68398121778088,0,null,0,0,0,0.19436734479118462,17.5,1]
["2010-01-13T21:45:00",39.218059421630116,130.75301011171481,0,0,0,0,null,null,0,0,null,0,250,0,0,0,130.75301011171481,0,130.75301011171481,5477.5879932014623,133.42143888950491,130.75301011171481,0,null,0,0,0,0.13693969983003654,21.75,1]
["2010-01-14T06:30:00",17.174620979301039,57.26018634498967,0,0,0,0,null,null,0,0,null,0,250,0,0,0,57.26018634498967,0,57.26018634498967,0,0,0,0,null,57.26018634498967,57.26018634498967,0,0,6.5,1]
["2010-01-14T19:15:00",28.891886022321916,96.325547998421271,0,0,0,0,null,null,0,0,null,0,250,0,0,0,96.325547998421271,0,96.325547998421271,18530.627750739764,98.291375508593134,96.325547998421271,0,null,0,0,0,0.46326569376849408,19.25,1]
["2010-01-15T01:00:00",17.923669328956077,59.757513542739559,114.15525114155253,380.47945205479459,228.49462365590202,761.57258064512143,null,null,0,0,null,0,250,0,0,0,1201.8095462426556,0,1201.8095462426556,12487.165339129104,1226.3362716761792,1201.8095462426556,0,null,0,0,0,0.31217913347822757,1,1]
["2010-01-15T08:00:00",52.48692538659089,174.99140923889402,0,0,0,0,null,null,0.22417001032344985,4.4834002064689971,null,0,250,0,0,0,174.99140923889402,4.4834002064689971,170.50800903242504,0,0,0,0,null,170.50800903242504,170.50800903242504,0,0,8,1]
["2010-01-15T20:45:00",58.211798647574106,194.07813669101208,0,0,0,0,null,null,0,0,null,0,250,0,0,0,194.07813669101208,0,194.07813669101208,3334.0885355223454,198.03891499082866,194.07813669101208,0,null,0,0,0,8.3352213388058635E-2,20.75,1]
["2010-01-16T01:00:00",29.26640979836565,97.574210267751084,114.15525114155253,380.47945205479459,228.49462365590202,761.57258064512143,null,null,0,0,null,0,250,0,0,0,1239.6262429676672,0,1239.6262429676672,0,0,0,0,null,1239.6262429676672,1239.6262429676672,0,0,1,1]
["2010-01-16T09:45:00",14.552949562197584,48.519533840366748,0,0,0,0,null,null,15.361783253727607,307.23566507455212,null,0,250,0,0,0,48.519533840366748,307.23566507455212,-258.71613123418535,409.40215206265555,-253.54180860950163,-258.71613123418535,258.71613123418535,null,0,0,0,1.0235053801566389E-2,9.75,1]
["2010-01-16T20:30:00",28.99889207487881,96.682306177645955,0,0,0,0,null,null,0,0,null,0,250,0,0,0,96.682306177645955,0,96.682306177645955,5614.9775272621391,98.655414466985675,96.682306177645955,0,null,0,0,0,0.14037443818155348,20.5,1]
["2010-01-17T07:00:00",23.809053862085474,79.379385576192973,0,0,0,0,null,null,0,0,null,0,250,0,0,0,79.379385576192973,0,79.379385576192973,0,0,0,0,null,79.379385576192973,79.379385576192973,0,0,7,1]
["2010-01-17T11:15:00",12.252299692426986,40.849167174551575,0,0,0,0,null,null,67.413649859556017,1348.2729971911203,null,0,250,0,0,0,40.849167174551575,1348.2729971911203,-1307.4238300165687,3323.6494620992607,-1281.2753534162373,-1307.4238300165687,1307.4238300165687,null,0,0,0,8.3091236552481518E-2,11.25,1]
["2010-01-18",27.821815128374553,92.757931638000755,0,0,0,0,null,null,0,0,null,0,250,0,0,0,92.757931638000755,0,92.757931638000755,11677.821972003994,94.650950651021176,92.757931638000755,0,null,0,0,0,0.29194554930009986,0,1]
["2010-01-18T08:45:00",13.1618589154444,43.881637624091631,0,0,0,0,null,null,5.8245822401827132,116.49164480365427,null,0,250,0,0,0,43.881637624091631,116.49164480365427,-72.610007179562643,0,-71.157807035971388,-72.610007179562643,72.610007179562643,null,0,0,0,0,8.75,1]
["2010-01-18T16:00:00",28.196340499553422,94.00659922551111,0,0,0,0,null,null,2.9191364366282211,58.382728732564424,null,0,250,0,0,0,94.00659922551111,58.382728732564424,35.623870492946686,10207.975468317094,36.350888258108867,35.623870492946686,0,null,0,0,0,0.25519938670792736,16,1]
["2010-01-18T21:30:00",30.871514942935342,102.92563081974643,0,0,0,0,null,null,0,0,null,0,250,0,0,0,102.92563081974643,0,102.92563081974643,7817.5447388565917,105.02615389770044,102.92563081974643,0,null,0,0,0,0.1954386184714148,21.5,1]
["2010-01-19T10:15:00",63.883168682886989,212.98648438874523,0,0,0,0,null,null,22.911158426717375,458.22316853434751,null,0,250,0,0,0,212.98648438874523,458.22316853434751,-245.23668414560228,617.81541710642057,-240.33195046269023,-245.23668414560228,245.23668414560228,null,0,0,0,1.5445385427660515E-2,10.25,1]
["2010-01-19T14:30:00",19.475270649679747,64.930552346032272,0,0,0,0,null,null,22.98443453042351,459.68869060847021,null,0,250,0,0,0,64.930552346032272,459.68869060847021,-394.75813826243791,9144.449431373454,-386.86297549718915,-394.75813826243791,394.75813826243791,null,0,0,0,0.22861123578433634,14.5,1]
["2010-01-19T23:15:00",24.611606434370326,82.055095852190675,0,0,0,0,null,null,0,0,null,0,250,0,0,0,82.055095852190675,0,82.055095852190675,5466.0001205329127,83.72968964509252,82.055095852190675,0,null,0,0,0,0.13665000301332281,23.25,1]
["2010-01-20T11:30:00",20.063809122931875,66.892739615854879,0,0,0,0,null,null,28.45970508858808,569.19410177176155,null,0,250,0,0,0,66.892739615854879,569.19410177176155,-502.30136215590665,3454.7854289827792,-492.2553349127885,-502.30136215590665,502.30136215590665,null,0,0,0,8.6369635724569474E-2,11.5,1]
["2010-01-20T16:00:00",52.272911088166275,174.27788556794636,0,0,0,0,null,null,2.9191364366282211,58.382728732564424,null,0,250,0,0,0,174.27788556794636,58.382728732564424,115.89515683538193,11224.204976348337,118.26036411773666,115.89515683538193,0,null,0,0,0,0.28060512440870844,16,1]
["2010-01-21T00:45:00",26.91225690231661,89.725464512323583,114.15525114155253,380.47945205479459,228.49462365590202,761.57258064512143,null,null,0,0,null,0,250,0,0,0,1231.7774972122397,0,1231.7774972122397,2381.9169483337582,1256.9158134818772,1231.7774972122397,0,null,0,0,0,5.9547923708343956E-2,0.75,1]
["2010-01-21T13:30:00",26.858752480294903,89.547080769303207,0,0,0,0,null,null,33.149734673968325,662.99469347936656,null,0,250,0,0,0,89.547080769303207,662.99469347936656,-573.44761271006337,7952.1404820710131,-561.97866045586204,-573.44761271006337,573.44761271006337,null,0,0,0,0.19880351205177532,13.5,1]
["2010-01-21T22:15:00",98.018396343064467,326.79333340777691,0,0,0,0,null,null,0,0,null,0,250,0,0,0,326.79333340777691,0,326.79333340777691,8178.8337027145872,333.46258510997643,326.79333340777691,0,null,0,0,0,0.20447084256786469,22.25,1]
["2010-01-21T22:45:00",60.084420917454949,200.3214593387948,0,0,0,0,null,null,0,0,null,0,250,0,0,0,200.3214593387948,0,200.3214593387948,7587.265251479369,204.40965238652529,200.3214593387948,0,null,0,0,0,0.1896816312869842,22.75,1]
["2010-01-22T15:00:00",8.3465446780866888,27.827379956741019,0,0,0,0,null,null,15.052923954078679,301.05847908157358,null,0,250,0,0,0,27.827379956741019,301.05847908157358,-273.23109912483255,10450.669741594686,-267.76647714233587,-273.23109912483255,273.23109912483255,null,0,0,0,0.26126674353986717,15,1]
["2010-01-22T23:45:00",18.458704377145978,61.541320393404689,0,0,0,0,null,null,0,0,null,0,250,0,0,0,61.541320393404689,0,61.541320393404689,6805.50402144083,62.797265707555809,61.541320393404689,0,null,0,0,0,0.17013760053602076,23.75,1]
["2010-01-23T04:00:00",25.788683181482686,85.979469727063275,114.15525114155253,380.47945205479459,228.49462365590202,761.57258064512143,null,null,0,0,null,0,250,0,0,0,1228.0315024269794,0,1228.0315024269794,0,0,0,0,null,1228.0315024269794,1228.0315024269794,0,0,4,1]
["2010-01-23T16:45:00",16.693088957389588,55.654758583936889,0,0,0,0,null,null,5.1365168701946124E-3,0.10273033740389224,null,0,250,0,0,0,55.654758583936889,0.10273033740389224,55.552028246532998,10115.504033301526,56.685743108707143,55.552028246532998,0,null,0,0,0,0.25288760083253814,16.75,1]
["2010-01-23T18:15:00",17.923669328956077,59.757513542739559,0,0,0,0,null,null,0,0,null,0,250,0,0,0,59.757513542739559,0,59.757513542739559,9791.6113714204002,60.977054635448532,59.757513542739559,0,null,0,0,0,0.24479028428551,18.25,1]
["2010-01-24T05:30:00",15.569515834731353,51.90876579299433,114.15525114155253,380.47945205479459,228.49462365590202,761.57258064512143,null,null,0,0,null,0,250,0,0,0,1193.9607984929103,0,1193.9607984929103,0,0,0,0,null,1193.9607984929103,1193.9607984929103,0,0,5.5,1]
["2010-01-24T14:15:00",76.831013698690569,256.15459967143437,0,0,0,0,null,null,25.091587693472643,501.83175386945288,null,0,250,0,0,0,256.15459967143437,501.83175386945288,-245.67715419801851,8033.3790087531197,-240.76361111405814,-245.67715419801851,245.67715419801851,null,0,0,0,0.200834475218828,14.25,1]
["2010-01-24T18:30:00",14.980977959654911,49.946580517489473,0,0,0,0,null,null,0,0,null,0,250,0,0,0,49.946580517489473,0,49.946580517489473,7907.6818178615031,50.965898487234156,49.946580517489473,0,null,0,0,0,0.19769204544653757,18.5,1]
["2010-01-25T07:15:00",28.517360850534928,95.076881075683445,0,0,0,0,null,null,0,0,null,0,250,0,0,0,95.076881075683445,0,95.076881075683445,0,0,0,0,null,95.076881075683445,95.076881075683445,0,0,7.25,1]
["2010-01-25T13:45:00",18.458703978362188,61.541319063859532,0,0,0,0,null,null,28.676382536840062,573.52765073680121,null,0,250,0,0,0,61.541319063859532,573.52765073680121,-511.98633167294167,8390.1439910255613,-501.74660503948286,-511.98633167294167,511.98633167294167,null,0,0,0,0.20975359977563904,13.75,1]
["2010-01-25T20:00:00",24.344088710883479,81.163191762085518,0,0,0,0,null,null,0,0,null,0,250,0,0,0,81.163191762085518,0,81.163191762085518,9986.4764338620116,82.81958343069951,81.163191762085518,0,null,0,0,0,0.24966191084655029,20,1]
["2010-01-26T04:45:00",22.792487390159806,75.990152958792791,114.15525114155253,380.47945205479459,228.49462365590202,761.57258064512143,null,null,0,0,null,0,250,0,0,0,1218.0421856587088,0,1218.0421856587088,0,0,0,0,null,1218.0421856587088,1218.0421856587088,0,0,4.75,1]
["2010-01-26T17:30:00",28.677871723897304,95.61202432747362,0,0,0,0,null,null,0,0,null,0,250,0,0,0,95.61202432747362,0,95.61202432747362,11325.473541312398,97.563290130075117,95.61202432747362,0,null,0,0,0,0.28313683853280996,17.5,1]
["2010-01-26T21:45:00",87.26419454629891,290.93882461736058,0,0,0,0,null,null,0,0,null,0,250,0,0,0,290.93882461736058,0,290.93882461736058,7601.322613714171,296.87635165036795,290.93882461736058,0,null,0,0,0,0.19003306534285427,21.75,1]
["2010-01-27T09:15:00",20.438333297759396,68.141403214729834,0,0,0,0,null,null,22.32500008791763,446.5000017583526,null,0,250,0,0,0,68.141403214729834,446.5000017583526,-378.35859854362275,528.81219419674255,-370.79142657275031,-378.35859854362275,378.35859854362275,null,0,0,0,1.3220304854918563E-2,9.25,1]
["2010-01-27T19:00:00",44.83592623127268,149.48297805506311,0,0,0,0,null,null,0,0,null,0,250,0,0,0,149.48297805506311,0,149.48297805506311,16144.418623704662,152.53365107659502,149.48297805506311,0,null,0,0,0,0.40361046559261654,19,1]
["2010-01-27T23:15:00",20.973368944124974,69.925212059712663,0,0,0,0,null,null,0,0,null,0,250,0,0,0,69.925212059712663,0,69.925212059712663,13055.703223054672,71.35225720378844,69.925212059712663,0,null,0,0,0,0.32639258057636683,23.25,1]
["2010-01-28T08:00:00",13.964410889553559,46.55734590577157,0,0,0,{"$f":"F2628*$G$2","v":0},null,null,1.6970494717377447,33.940989434754897,null,0,250,0,0,0,46.55734590577157,33.940989434754897,12.616356471016672,0,0,0,0,null,12.616356471016672,12.616356471016672,0,{"$f":"U2628*(1-bat_soc*0.01)/bat_cap_use/1000+bat_soc*0.01","v":0},8,1]
["2010-01-28T20:45:00",23.22051558822524,77.417198971142952,0,0,0,0,null,null,0,0,null,0,250,0,0,0,77.417198971142952,0,77.417198971142952,15734.014360169265,78.997141807288727,77.417198971142952,0,null,0,0,0,0.3933503590042316,20.75,1]
["2010-01-29T05:30:00",17.87016570450195,59.579132458809504,114.15525114155253,380.47945205479459,228.49462365590202,761.57258064512143,null,null,0,0,null,0,250,0,0,0,1201.6311651587255,0,1201.6311651587255,0,0,0,0,null,1201.6311651587255,1201.6311651587255,0,0,5.5,1]
["2010-01-29T14:45:00",23.648542988723094,78.844242324402799,0,0,0,0,null,null,23.923375289752684,478.46750579505368,null,0,250,0,0,0,78.844242324402799,478.46750579505368,-399.6232634706509,16544.04434434322,-391.63079820123789,-399.6232634706509,399.6232634706509,null,0,0,0,0.41360110860858051,14.75,1]
["2010-01-29T22:15:00",71.320154337348157,237.78139456071875,0,0,0,0,null,null,0,0,null,0,250,0,0,0,237.78139456071875,0,237.78139456071875,14804.215898880608,242.63407608236608,237.78139456071875,0,null,0,0,0,0.37010539747201515,22.25,1]
["2010-01-30T07:00:00",17.388635477117543,57.973710680709885,0,0,0,0,null,null,0,0,null,0,250,0,0,0,57.973710680709885,0,57.973710680709885,0,0,0,0,null,57.973710680709885,57.973710680709885,0,0,7,1]
["2010-01-30T11:15:00",17.9771729534102,59.935894626669608,0,0,0,0,null,null,69.631029304292596,1392.620586085852,null,0,250,0,0,0,59.935894626669608,1392.620586085852,-1332.6846914591824,6775.2319255280181,-1306.0309976299989,-1332.6846914591824,1332.6846914591824,null,0,0,0,0.16938079813820045,11.25,1]
["2010-01-30T20:00:00",21.401396743406615,71.352256742517653,0,0,0,0,null,null,0,0,null,0,250,0,0,0,71.352256742517653,0,71.352256742517653,20456.300887815309,72.808425247467,71.352256742517653,0,null,0,0,0,0.51140752219538277,20,1]
["2010-01-31T10:15:00",13.696893564850505,45.665443145211583,0,0,0,0,null,null,72.626297184576018,1452.5259436915203,null,0,250,0,0,0,45.665443145211583,1452.5259436915203,-1406.8605005463087,5169.6421865764023,-1378.7232905353824,-1406.8605005463087,1406.8605005463087,null,0,0,0,0.12924105466441005,10.25,1]
["2010-01-31T12:45:00",13.803900414974969,46.022203983526545,0,0,0,0,null,null,101.9318037361669,2038.636074723338,null,0,250,0,0,0,46.022203983526545,2038.636074723338,-1992.6138707398113,22695.499073983472,-1952.7615933250152,-1992.6138707398113,1992.6138707398113,null,0,0,0,0.56738747684958679,12.75,1]
["2010-01-31T21:30:00",25.146640684992644,83.838900043765477,0,0,0,0,null,null,0,0,null,0,250,0,0,0,83.838900043765477,0,83.838900043765477,33288.207161338709,85.54989800384233,83.838900043765477,0,null,0,0,0,0.83220517903346769,21.5,1]
["2010-02-01T10:15:00",11.824271893145335,39.422122491746549,0,0,0,0,null,null,53.855145343395641,1077.1029068679129,null,0,250,0,0,0,39.422122491746549,1077.1029068679129,-1037.6807843761665,5874.3883138800893,-1016.9271686886431,-1037.6807843761665,1037.6807843761665,null,0,0,0,0.14685970784700222,10.25,2]
["2010-02-01T14:30:00",12.198796267364751,40.670786755394076,0,0,0,0,null,null,77.891764577222204,1557.8352915444441,null,0,250,0,0,0,40.670786755394076,1557.8352915444441,-1517.1645047890499,27575.811302220874,-1486.821214693269,-1517.1645047890499,1517.1645047890499,null,0,0,0,0.68939528255552185,14.5,2]
["2010-02-01T21:30:00",25.307151558355024,84.374043295555651,0,0,0,0,null,null,0,0,null,0,250,0,0,0,84.374043295555651,0,84.374043295555651,30296.690055989835,86.095962546485353,84.374043295555651,0,null,0,0,0,0.75741725139974581,21.5,2]
["2010-02-02T11:45:00",57.569756948651637,191.93756966680456,0,0,0,0,null,null,56.884613866510037,1137.6922773302008,null,0,250,0,0,0,191.93756966680456,1137.6922773302008,-945.75470766339618,11658.073267359796,-926.83961351012829,-945.75470766339618,945.75470766339618,null,0,0,0,0.29145183168399491,11.75,2]
["2010-02-02T20:30:00",169.12453678077179,563.86120562709311,0,0,0,0,null,null,0,0,null,0,250,0,0,0,563.86120562709311,0,563.86120562709311,29983.418231388947,575.36857717050316,563.86120562709311,0,null,0,0,0,0.74958545578472369,20.5,2]
["2010-02-03T00:45:00",26.323717830888803,87.763275248183277,114.15525114155253,380.47945205479459,223.21428571427401,743.97321428567534,null,null,0,0,null,0,250,0,0,0,1212.2159415886531,0,1212.2159415886531,24362.363983609295,1236.9550424374011,1212.2159415886531,0,null,0,0,0,0.6090590995902323,0.75,2,0.75]
["2010-02-03T13:30:00",70.036070341327544,233.50025851798603,0,0,0,0,null,null,20.878820367623064,417.57640735246127,null,0,250,0,0,0,233.50025851798603,417.57640735246127,-184.07614883447525,9464.1974089677642,-180.39462585778574,-184.07614883447525,184.07614883447525,null,0,0,0,0.2366049352241941,13.5,2,13.5]
["2010-02-03T17:00:00",29.052396098116724,96.860688591121161,0,0,0,0,null,null,0.35594352175768568,7.1188704351537133,null,0,250,0,0,0,96.860688591121161,7.1188704351537133,89.741818155967451,9325.9414699854769,91.57328383261985,89.741818155967451,0,null,0,0,0,0.23314853674963693,17,2,17]
["2010-02-04T02:15:00",14.606453186651709,48.697914924296803,114.15525114155253,380.47945205479459,223.21428571427401,743.97321428567534,null,null,0,0,null,0,250,0,0,0,1173.1505812647667,0,1173.1505812647667,0,0,0,0,null,1173.1505812647667,1173.1505812647667,0,0,2.25,2,26.25]
["2010-02-04T15:00:00",22.631976915581216,75.455011036547774,0,0,0,0,null,null,47.679164507166576,953.58329014333151,null,0,250,0,0,0,75.455011036547774,953.58329014333151,-878.12827910678379,33882.490321107151,-860.56571352464812,-878.12827910678379,878.12827910678379,null,0,0,0,0.84706225802767876,15,2,39]
["2010-02-04T23:45:00",24.076571386180422,80.271289001525531,0,0,0,0,null,null,0,0,null,0,250,0,0,0,80.271289001525531,0,80.271289001525531,32686.013455382239,81.909478572985236,80.271289001525531,0,null,0,0,0,0.81715033638455603,23.75,2,47.75]
["2010-02-05T04:00:00",16.211558929397082,54.049337470609871,114.15525114155253,380.47945205479459,223.21428571427401,743.97321428567534,null,null,0,0,null,0,250,0,0,0,1178.5020038110797,0,1178.5020038110797,14108.753171115777,1202.5530651133467,1178.5020038110797,0,null,0,0,0,0.35271882927789444,4,2,52]
["2010-02-05T12:30:00",10.807704823043986,36.032887880028653,0,0,0,0,null,null,26.882160972862057,537.64321945724112,null,0,250,0,0,0,36.032887880028653,537.64321945724112,-501.61033157721249,7978.1100729991276,-491.57812494566821,-501.61033157721249,501.61033157721249,null,0,0,0,0.19945275182497818,12.5,2,60.5]
["2010-02-06T01:15:00",19.10074647485223,63.681888747157338,114.15525114155253,380.47945205479459,223.21428571427401,743.97321428567534,null,null,0,0,null,0,250,0,0,0,1188.1345550876272,0,1188.1345550876272,2346.234911838359,1212.3821990690074,1188.1345550876272,0,null,0,0,0,5.8655872795958977E-2,1.25,2,73.25]
["2010-02-06T05:30:00",16.051048454818488,53.514195548364839,114.15525114155253,380.47945205479459,223.21428571427401,743.97321428567534,null,null,0,0,null,0,250,0,0,0,1177.9668618888347,0,1177.9668618888347,0,0,0,0,null,1177.9668618888347,1177.9668618888347,0,0,5.5,2,77.5]
["2010-02-06T14:15:00",38.36200382306685,127.89892074610488,0,0,0,0,null,null,13.956911035099255,279.13822070198512,null,0,250,0,0,0,127.89892074610488,279.13822070198512,-151.23929995588026,1659.5835240452529,-148.21451395676266,-151.23929995588026,151.23929995588026,null,0,0,0,4.1489588101131326E-2,14.25,2,86.25]
["2010-02-07T03:00:00",17.602649376758364,58.687233022112387,114.15525114155253,380.47945205479459,223.21428571427401,743.97321428567534,null,null,0,0,null,0,250,0,0,0,1183.1398993625824,0,1183.1398993625824,0,0,0,0,null,1183.1398993625824,1183.1398993625824,0,0,3,2,99]
["2010-02-07T08:00:00",43.444835385127611,144.84508117401546,0,0,0,{"$f":"F3588*$G$2","v":0},null,null,2.5128892442947515,50.257784885895028,null,0,250,0,0,0,144.84508117401546,50.257784885895028,94.587296288120427,0,0,0,0,null,94.587296288120427,94.587296288120427,0,{"$f":"U3588*(1-bat_soc*0.01)/bat_cap_use/1000+bat_soc*0.01","v":0},8,2,104]
["2010-02-07T15:45:00",24.237081661367114,80.806430258997963,0,0,0,0,null,null,18.958573815519099,379.17147631038199,null,0,250,0,0,0,80.806430258997963,379.17147631038199,-298.36504605138401,9163.3978618082238,-292.39774513035633,-298.36504605138401,298.36504605138401,null,0,0,0,0.22908494654520559,15.75,2,111.75]
["2010-02-08T04:30:00",16.051048454818488,53.514195548364839,114.15525114155253,380.47945205479459,223.21428571427401,743.97321428567534,null,null,0,0,null,0,250,0,0,0,1177.9668618888347,0,1177.9668618888347,0,0,0,0,null,1177.9668618888347,1177.9668618888347,0,0,4.5,2,124.5]
["2010-02-08T04:45:00",18.512208400383884,61.719702806879866,114.15525114155253,380.47945205479459,223.21428571427401,743.97321428567534,null,null,0,0,null,0,250,0,0,0,1186.1723691473499,0,1186.1723691473499,0,0,0,0,null,1186.1723691473499,1186.1723691473499,0,0,4.75,2,124.75]
["2010-02-08T17:30:00",14.766963063054616,49.233054852224093,0,0,0,0,null,null,4.1497484381333829E-3,8.2994968762667654E-2,null,0,250,0,0,0,49.233054852224093,8.2994968762667654E-2,49.150059883461424,10760.637049461295,50.153122330062679,49.150059883461424,0,null,0,0,0,0.26901592623653237,17.5,2,137.5]
["2010-02-09T02:30:00",12.412810765181248,41.384311091114284,114.15525114155253,380.47945205479459,223.21428571427401,743.97321428567534,null,null,0,0,null,0,250,0,0,0,1165.8369774315843,0,1165.8369774315843,0,0,0,0,null,1165.8369774315843,1165.8369774315843,0,0,2.5,2,146.5]
["2010-02-09T06:15:00",13.482880662169157,44.951924127671973,0,0,0,0,null,null,0,0,null,0,250,0,0,0,44.951924127671973,0,44.951924127671973,0,0,0,0,null,44.951924127671973,44.951924127671973,0,0,6.25,2,150.25]
["2010-02-09T19:00:00",15.409005958328445,51.373625865067034,0,0,0,0,null,null,0,0,null,0,250,0,0,0,51.373625865067034,0,51.373625865067034,4381.3152696781035,52.422067209252077,51.373625865067034,0,null,0,0,0,0.1095328817419526,19,2,163]
["2010-02-10T03:45:00",12.680326893532946,42.276209863038844,114.15525114155253,380.47945205479459,223.21428571427401,743.97321428567534,null,null,0,0,null,0,250,0,0,0,1166.7288762035087,0,1166.7288762035087,0,0,0,0,null,1166.7288762035087,1166.7288762035087,0,0,3.75,2]
["2010-02-10T08:00:00",13.375872216909539,44.595157971176405,0,0,0,0,null,null,5.1817512597082622,103.63502519416525,null,0,250,0,0,0,44.595157971176405,103.63502519416525,-59.039867222988846,18.809224336371507,-57.85906987852907,-59.039867222988846,59.039867222988846,null,0,0,0,4.7023060840928766E-4,8,2]
["2010-02-10T22:00:00",30.978521593667907,103.2823909932888,0,0,0,0,null,null,0,0,null,0,250,0,0,0,103.2823909932888,0,103.2823909932888,11904.536524709263,105.39019489111102,103.2823909932888,0,null,0,0,0,0.2976134131177316,22,2]
["2010-02-11T05:15:00",13.803900215583079,46.022203318753988,114.15525114155253,380.47945205479459,223.21428571427401,743.97321428567534,null,null,0,0,null,0,250,0,0,0,1170.4748696592239,0,1170.4748696592239,0,0,0,0,null,1170.4748696592239,1170.4748696592239,0,0,5.25,2]
["2010-02-11T09:30:00",20.438334294718871,68.141406538592719,0,0,0,0,null,null,27.484862571485529,549.6972514297106,null,0,250,0,0,0,68.141406538592719,549.6972514297106,-481.55584489111789,924.67066735056778,-471.92472799329551,-481.55584489111789,481.55584489111789,null,0,0,0,2.3116766683764195E-2,9.5,2]
["2010-02-11T22:15:00",121.1854083068356,404.03215129498989,0,0,0,0,null,null,0,0,null,0,250,0,0,0,404.03215129498989,0,404.03215129498989,11674.653020759371,412.2777054030509,404.03215129498989,0,null,0,0,0,0.29186632551898428,22.25,2]
["2010-02-12T07:00:00",11.931278145094115,39.778881335743783,0,0,0,0,null,null,0,0,null,0,250,0,0,0,39.778881335743783,0,39.778881335743783,0,0,0,0,null,39.778881335743783,39.778881335743783,0,0,7,2]
["2010-02-12T17:30:00",18.565711426662332,61.898081896492215,0,0,0,0,null,null,4.9166156549736557E-2,0.98332313099473112,null,0,250,0,0,0,61.898081896492215,0.98332313099473112,60.914758765497481,24415.849213000914,62.157917107650491,60.914758765497481,0,null,0,0,0,0.61039623032502288,17.5,2]
["2010-02-12T19:45:00",29.3734170472739,97.930972435611181,0,0,0,0,null,null,0,0,null,0,250,0,0,0,97.930972435611181,0,97.930972435611181,23180.929588529434,99.929563709807326,97.930972435611181,0,null,0,0,0,0.57952323971323583,19.75,2]
["2010-02-13T08:30:00",16.211557733045716,54.049333481974415,0,0,0,0,null,null,13.570513220309842,271.4102644061968,null,0,250,0,0,0,54.049333481974415,{"$f":"K4166+M4166+O4166+Q4166","v":271.4102644061968},-217.36093092422237,{"$f":"U4165-V4165","v":172.07245530647123},-213.01371230573793,-217.36093092422237,217.36093092422237,null,0,0,0,4.3018113826617807E-3,8.5,2]
["2010-02-13T12:45:00",22.471466042218843,74.919867784757628,0,0,0,0,null,null,60.051647121983891,1201.0329424396778,null,0,250,0,0,0,74.919867784757628,1201.0329424396778,-1126.1130746549202,17305.417197140931,-1103.5908131618219,-1126.1130746549202,1126.1130746549202,null,0,0,0,0.43263542992852327,12.75,2]
["2010-02-13T21:30:00",29.105899323787064,97.039068345506067,0,0,0,0,null,null,0,0,null,0,250,0,0,0,97.039068345506067,0,97.039068345506067,28603.049423970377,99.019457495414358,97.039068345506067,0,null,0,0,0,0.71507623559925948,21.5,2]
["2010-02-14T04:45:00",15.78352993376407,52.622288799169411,114.15525114155253,380.47945205479459,223.21428571427401,743.97321428567534,null,null,0,0,null,0,250,0,0,0,1177.0749551396393,0,1177.0749551396393,6154.1994053855733,1201.096892999632,1177.0749551396393,0,null,0,0,0,0.15385498513463933,4.75,2]
["2010-02-14T18:45:00",15.034480786541458,50.124958942329222,0,0,0,0,null,null,0,0,null,0,250,0,0,0,50.124958942329222,0,50.124958942329222,15155.794101086618,51.147917288091044,50.124958942329222,0,null,0,0,0,0.37889485252716543,18.75,2]
["2010-02-14T23:00:00",23.220515388833345,77.417198306370381,0,0,0,0,null,null,0,0,null,0,250,0,0,0,77.417198306370381,0,77.417198306370381,13866.538921738247,78.997141128949366,77.417198306370381,0,null,0,0,0,0.34666347304345618,23,2]
["2010-02-15T11:45:00",41.67921976597934,138.95851869977511,0,0,0,0,null,null,50.06298985591792,1001.2597971183584,null,0,250,0,0,0,138.95851869977511,1001.2597971183584,-862.30127841858325,8312.9774859277222,-845.05525285021156,-862.30127841858325,862.30127841858325,null,0,0,0,0.20782443714819304,11.75,2]
["2010-02-15T20:30:00",35.847339256087835,119.51502907979685,0,0,0,0,null,null,0,0,null,0,250,0,0,0,119.51502907979685,0,119.51502907979685,18681.032083091435,121.95411130591515,119.51502907979685,0,null,0,0,0,0.46702580207728589,20.5,2]
["2010-02-16T00:45:00",21.187382843765796,70.638734401115173,114.15525114155253,380.47945205479459,223.21428571427401,743.97321428567534,null,null,0,0,null,0,250,0,0,0,1195.0914007415852,0,1195.0914007415852,14727.836826760986,1219.4810211648828,1195.0914007415852,0,null,0,0,0,0.36819592066902462,0.75,2]
["2010-02-16T10:15:00",69.180014543372351,230.64616848760343,0,0,0,0,null,null,106.53794900778938,2130.7589801557874,null,0,250,0,0,0,230.64616848760343,2130.7589801557874,-1900.1128116681839,8756.8010854469485,-1862.1105554348201,-1900.1128116681839,1900.1128116681839,null,0,0,0,0.2189200271361737,10.25,2]
["2010-02-16T22:00:00",35.312304606681742,117.73122355867693,0,0,0,0,null,null,0,0,null,0,250,0,0,0,117.73122355867693,0,117.73122355867693,36108.235914865334,120.13390159048667,117.73122355867693,0,null,0,0,0,0.90270589787163336,22,2]
["2010-02-17T02:15:00",17.923670126523657,59.757516201829873,114.15525114155253,380.47945205479459,223.21428571427401,743.97321428567534,null,null,0,0,null,0,250,0,0,0,1184.2101825422997,0,1184.2101825422997,24380.00752801829,1208.3777372880609,1184.2101825422997,0,null,0,0,0,0.60950018820045726,2.25,2]
["2010-02-17T11:00:00",17.709655429315259,59.043991201337072,0,0,0,0,null,null,90.068920406297053,1801.378408125941,null,0,250,0,0,0,59.043991201337072,1801.378408125941,-1742.3344169246038,14532.13491604187,-1707.4877285861116,-1742.3344169246038,1742.3344169246038,null,0,0,0,0.36330337290104675,11,2]
["2010-02-17T23:45:00",16.639585931111146,55.476379494324561,0,0,0,0,null,null,0,0,null,0,250,0,0,0,55.476379494324561,0,55.476379494324561,35733.278100288328,56.608550504412818,55.476379494324561,0,null,0,0,0,0.89333195250720809,23.75,2]
["2010-02-18T05:45:00",14.820467086292529,49.411437265699291,114.15525114155253,380.47945205479459,223.21428571427401,743.97321428567534,null,null,0,0,null,0,250,0,0,0,1173.8641036061692,0,1173.8641036061692,9109.4693416076352,1197.8205138838462,1173.8641036061692,0,null,0,0,0,0.22773673354019086,5.75,2]
["2010-02-18T12:30:00",14.285433234454,47.627634403669639,0,0,0,0,null,null,103.6380641547361,2072.7612830947219,null,0,250,0,0,0,47.627634403669639,2072.7612830947219,-2025.1336486910523,21041.205271338844,-1984.6309757172312,-2025.1336486910523,2025.1336486910523,null,0,0,0,0.52603013178347113,12.5,2]
["2010-02-19T01:15:00",14.766963262446509,49.233055516996664,114.15525114155253,380.47945205479459,223.21428571427401,743.97321428567534,null,null,0,0,null,0,250,0,0,0,1173.6857218574667,0,1173.6857218574667,24807.372070158701,1197.6384916912925,1173.6857218574667,0,null,0,0,0,0.62018430175396744,1.25,2]
["2010-02-19T10:00:00",43.765855935501001,145.91536368896035,0,0,0,0,null,null,21.287183078980444,425.7436615796089,null,0,250,0,0,0,145.91536368896035,425.7436615796089,-279.82829789064851,0,-274.23173193283554,-279.82829789064851,279.82829789064851,null,0,0,0,0,10,2]
["2010-02-19T14:15:00",20.117313146169788,67.07112202933007,0,0,0,0,null,null,19.577388098016343,391.54776196032685,null,0,250,0,0,0,67.07112202933007,391.54776196032685,-324.47663993099678,11295.67518645593,-317.98710713237682,-324.47663993099678,324.47663993099678,null,0,0,0,0.28239187966139828,14.25,2]
["2010-02-20T01:15:00",12.412809967613679,41.384308432024007,114.15525114155253,380.47945205479459,223.21428571427401,743.97321428567534,null,null,0,0,null,0,250,0,0,0,1165.8369747724939,0,1165.8369747724939,5081.9010275095898,1189.6295660943815,1165.8369747724939,0,null,0,0,0,0.12704752568773975,1.25,2]
["2010-02-20T11:30:00",13.482879864601577,44.951921468581659,0,0,0,0,null,null,74.034626743447788,1480.6925348689558,null,0,250,0,0,0,44.951921468581659,1480.6925348689558,-1435.7406134003741,9089.5770417805743,-1407.0258011323665,-1435.7406134003741,1435.7406134003741,null,0,0,0,0.22723942604451436,11.5,2]
["2010-02-20T15:45:00",10.754201397981751,35.854507460871154,0,0,0,0,null,null,67.933508745900838,1358.6701749180168,null,0,250,0,0,0,35.854507460871154,1358.6701749180168,-1322.8156674571455,32643.24745598088,-1296.3593541080027,-1322.8156674571455,1322.8156674571455,null,0,0,0,0.81608118639952199,15.75,2]
["2010-02-21T04:30:00",13.482880263385365,44.951922798126809,114.15525114155253,380.47945205479459,223.21428571427401,743.97321428567534,null,null,0,0,null,0,250,0,0,0,1169.4045891385967,0,1169.4045891385967,12795.333190437115,1193.2699889169355,1169.4045891385967,0,null,0,0,0,0.31988332976092787,4.5,2]
["2010-02-21T13:15:00",13.375873413260903,44.595161959811854,0,0,0,0,null,null,126.07330848232087,2500,null,0,250,0,21.466169646417256,0,44.595161959811854,2500,-2455.4048380401882,40000,0,0,0,null,0,-2455.4048380401882,2455.4048380401882,1,13.25,2]
["2010-02-21T20:45:00",28.998892872446387,96.682308836736254,0,0,0,0,null,null,0,0,null,0,250,0,0,0,96.682308836736254,0,96.682308836736254,37592.536760515875,98.655417180343122,96.682308836736254,0,null,0,0,0,0.93981341901289694,20.75,2]
["2010-02-22T02:00:00",10.700697574135733,35.676125712168535,114.15525114155253,380.47945205479459,223.21428571427401,743.97321428567534,null,null,0,0,null,0,250,0,0,0,1160.1287920526383,0,1160.1287920526383,27768.370613267121,1183.8048898496311,1160.1287920526383,0,null,0,0,0,0.69420926533167804,2,2]
["2010-02-22T14:45:00",13.58988611655036,45.3086803125789,0,0,0,0,null,null,46.68618876499032,933.72377529980645,null,0,250,0,0,0,45.3086803125789,933.72377529980645,-888.41509498722758,27256.757763526843,-870.64679308748305,-888.41509498722758,888.41509498722758,null,0,0,0,0.68141894408817105,14.75,2]
["2010-02-22T19:00:00",25.735178958852885,85.801086648815513,0,0,0,0,null,null,0,0,null,0,250,0,0,0,85.801086648815513,0,85.801086648815513,32701.095568454435,87.552129233485218,85.801086648815513,0,null,0,0,0,0.81752738921136081,19,2]
["2010-02-23T03:45:00",12.947845015803574,43.168115282689115,114.15525114155253,380.47945205479459,223.21428571427401,743.97321428567534,null,null,0,0,null,0,250,0,0,0,1167.620781623159,0,1167.620781623159,14042.957838057624,1191.4497771664887,1167.620781623159,0,null,0,0,0,0.35107394595144059,3.75,2]
["2010-02-23T16:15:00",22.36445919209438,74.563106946442659,0,0,0,0,null,null,10.42217652480462,208.44353049609239,null,0,250,0,0,0,74.563106946442659,208.44353049609239,-133.88042354964972,32572.329417009747,-131.20281507865673,-133.88042354964972,133.88042354964972,null,0,0,0,0.81430823542524366,16.25,2]
["2010-02-23T20:30:00",30.603997618232281,102.03372805918643,0,0,0,0,null,null,0,0,null,0,250,0,0,0,102.03372805918643,0,102.03372805918643,31419.097215320366,104.11604903998615,102.03372805918643,0,null,0,0,0,0.78547743038300921,20.5,2]
["2010-02-24T05:15:00",11.770768468083105,39.243742072589072,114.15525114155253,380.47945205479459,223.21428571427401,743.97321428567534,null,null,0,0,null,0,250,0,0,0,1163.6964084130591,0,1163.6964084130591,6077.5066529745172,1187.4453147072031,1163.6964084130591,0,null,0,0,0,0.15193766632436292,5.25,2]
["2010-02-24T09:30:00",31.085528643184272,103.63915249637637,0,0,0,0,null,null,47.738446649682331,954.76893299364656,null,0,250,0,0,0,103.63915249637637,954.76893299364656,-851.12978049727019,3993.9985533510444,-834.10718488732482,-851.12978049727019,851.12978049727019,null,0,0,0,9.9849963833776118E-2,9.5,2]
["2010-02-24T18:15:00",24.986130210414053,83.30375812152046,0,0,0,0,null,null,0,0,null,0,250,0,0,0,83.30375812152046,0,83.30375812152046,39718.206257222584,85.003834817878015,83.30375812152046,0,null,0,0,0,0.99295515643056453,18.25,2]
["2010-02-25T03:30:00",13.803901013150652,46.022205977844273,114.15525114155253,380.47945205479459,223.21428571427401,743.97321428567534,null,null,0,0,null,0,250,0,0,0,1170.4748723183143,0,1170.4748723183143,19194.29253440387,1194.3621146105247,1170.4748723183143,0,null,0,0,0,0.47985731336009679,3.5,2]
["2010-02-25T11:00:00",10.165663722297202,33.892322850138875,0,0,0,0,null,null,114.8309857833905,2296.6197156678099,null,0,250,0,0,0,33.892322850138875,2296.6197156678099,-2262.727392817671,18552.313194050956,-2217.4728449613176,-2262.727392817671,2262.727392817671,null,0,0,0,0.46380782985127389,11,2]
["2010-02-25T19:45:00",21.936431392812722,73.136062263637612,0,0,0,0,null,null,0,0,null,0,250,0,0,0,73.136062263637612,0,73.136062263637612,39378.295296441669,74.628634962895518,73.136062263637612,0,null,0,0,0,0.98445738241104175,19.75,2]
["2010-02-26T08:30:00",14.017914514007687,46.735726989701632,0,0,0,0,null,null,11.141162144293173,222.82324288586346,null,0,250,0,0,0,46.735726989701632,222.82324288586346,-176.08751589616185,7496.6532228697588,-172.5657655782386,-176.08751589616185,176.08751589616185,null,0,0,0,0.18741633057174398,8.5,2]
["2010-02-26T17:15:00",25.89568983221525,86.336229900605645,0,0,0,0,null,null,4.5927302132181786,91.854604264363573,null,0,250,0,0,0,86.336229900605645,91.854604264363573,-5.5183743637579283,25509.427745292542,-5.4080068764827693,-5.5183743637579283,5.5183743637579283,null,0,0,0,0.63773569363231353,17.25,2]
["2010-02-26T23:00:00",34.670262508975476,115.59065520492425,0,0,0,0,null,null,0,0,null,0,250,0,0,0,115.59065520492425,0,115.59065520492425,23136.697370143309,117.94964816829005,115.59065520492425,0,null,0,0,0,0.57841743425358272,23,2]
["2010-02-27T10:00:00",23.06000511364665,76.882057048897934,0,0,0,0,null,null,90.6473003178601,1812.9460063572019,null,0,250,0,0,0,76.882057048897934,1812.9460063572019,-1736.063949308304,7533.1971632238401,-1701.342670322138,-1736.063949308304,1736.063949308304,null,0,0,0,0.18832992908059601,10,2]
["2010-02-27T18:45:00",32.423116064267106,108.09866895826653,0,0,0,0,null,null,0,0,null,0,250,0,0,0,108.09866895826653,0,108.09866895826653,39021.624556819916,110.30476424312911,108.09866895826653,0,null,0,0,0,0.97554061392049785,18.75,2]
["2010-02-27T23:00:00",23.755550237631347,79.201004492262911,0,0,0,0,null,null,0,0,null,0,250,0,0,0,79.201004492262911,0,79.201004492262911,37392.718073088385,80.81735152271726,79.201004492262911,0,null,0,0,0,0.93481795182720961,23,2]
["2010-02-28T11:45:00",12.09178941724028,40.314025917079093,0,0,0,0,null,null,20.324418579202344,406.48837158404689,null,0,250,0,0,0,40.314025917079093,406.48837158404689,-366.17434566696778,15699.005374513388,-358.85085875362842,-366.17434566696778,366.17434566696778,null,0,0,0,0.39247513436283471,11.75,2]
["2010-02-28T18:30:00",13.589887113509832,45.308683636441778,0,0,0,0,null,null,0,0,null,0,250,0,0,0,45.308683636441778,0,45.308683636441778,20885.392705941886,46.233350649430385,45.308683636441778,0,null,0,0,0,0.52213481764854719,18.5,2]
["2010-03-01T00:30:00",14.820467883860109,49.411439924789605,114.15525114155253,380.47945205479459,174.73118279568979,582.37903225803416,null,null,0,0,null,0,250,0,0,0,1012.2699242376184,0,1012.2699242376184,17016.02999833901,1032.9284941200187,1012.2699242376184,0,null,0,0,0,0.42540074995847527,0.5,3]
["2010-03-01T09:15:00",12.359306542551446,41.205928012866522,0,0,0,0,null,null,76.982391939803819,1539.6478387960765,null,0,250,0,0,0,41.205928012866522,1539.6478387960765,-1498.44191078321,5030.2130734777365,-1468.4730725675458,-1498.44191078321,1498.44191078321,null,0,0,0,0.1257553268369434,9.25,3]
["2010-03-01T22:00:00",31.032025218122037,103.46077207721888,0,0,0,0,null,null,0,0,null,0,250,0,0,0,103.46077207721888,0,103.46077207721888,38115.843011831807,105.57221640532539,103.46077207721888,0,null,0,0,0,0.95289607529579523,22,3]
["2010-03-02T02:15:00",14.606453186651709,48.697914924296803,114.15525114155253,380.47945205479459,174.73118279568979,582.37903225803416,null,null,0,0,null,0,250,0,0,0,1011.5563992371256,0,1011.5563992371256,28243.166871541714,1032.200407384822,1011.5563992371256,0,null,0,0,0,0.70607917178854296,2.25,3]
["2010-03-02T14:00:00",33.707199661503942,112.37980367145414,0,0,0,0,null,null,29.888068346358736,597.76136692717478,null,0,250,0,0,0,112.37980367145414,597.76136692717478,-485.38156325572061,23887.707823628316,-475.67393199060621,-485.38156325572061,485.38156325572061,null,0,0,0,0.59719269559070787,14,3]
["2010-03-02T23:30:00",44.300891183082783,147.699171204398,0,0,0,0,null,null,0,0,null,0,250,0,0,0,147.699171204398,0,147.699171204398,22647.603255060487,150.71344000448775,147.699171204398,0,null,0,0,0,0.56619008137651217,23.5,3]
["2010-03-03T08:15:00",12.787335139400668,{"$f":"B5893*$C$2","v":42.632975354761825},0,{"$f":"D5893*$E$2","v":0},0,0,null,null,22.10523842747455,{"$f":"IF(J5893>(250*$J$2),250*$J$2*$K$2,J5893 * $K$2)","v":442.10476854949098},null,{"$f":"$M$2*L5893","v":0},250,{"$f":"N5893*$O$2","v":0},{"$f":"J5893*$K$2-K5893","v":0},{"$f":"P5893*$Q$2","v":0},{"$f":"C5893+E5893+G5893+I5893","v":42.632975354761825},442.10476854949098,{"$f":"R5893-S5893","v":-399.47179319472917},841.30382842931044,{"$f":"IF(T5893>0,              IF((U5893-T5893/$W$2)>0,T5893/$W$2,U5893),    IF((U5893-T5893*$V$2)<($U$2),T5893*$V$2,-$U$2+U5893))","v":-391.48235733083459},{"$f":"IF(T5893>0,IF((U5893-T5893/$W$2)>0,T5893,U5893*$W$2),IF((U5893-T5893*$V$2)<$U$2,T5893,(-$U$2+U5893)/$V$2))","v":-399.47179319472917},{"$f":"IF(W5893<0,-W5893,0)","v":399.47179319472917},null,{"$f":"IF(AA5893>0,AA5893,0)","v":0},{"$f":"T5893-W5893","v":0},{"$f":"IF(AA5893<0,-AA5893,0)","v":0},2.1032595710732762E-2,{"$f":"MINUTE(A5893)/60 + HOUR(A5893)","v":8.25},{"$f":"MONTH(A5893)","v":3}]
["2010-03-03T12:30:00",30.122465396928945,100.42829963336111,0,0,0,0,null,null,80.59594110013137,1611.9188220026274,null,0,250,0,0,0,100.42829963336111,1611.9188220026274,-1511.4905223692663,18883.599361490244,-1481.260711921881,-1511.4905223692663,1511.4905223692663,null,0,0,0,0.47208998403725611,12.5,3]
["2010-03-04T01:15:00",16.907103255814199,56.368282254884541,114.15525114155253,380.47945205479459,174.73118279568979,582.37903225803416,null,null,0,0,null,0,250,0,0,0,1019.2267665677133,0,1019.2267665677133,32023.921365796978,1040.0273128241972,1019.2267665677133,0,null,0,0,0,0.80059803414492448,1.25,3]
["2010-03-04T09:30:00",15.30199930759588,51.016865691524664,0,0,0,0,null,null,49.855882335906578,997.1176467181316,null,0,250,0,0,0,51.016865691524664,997.1176467181316,-946.10078102660691,16229.162487434864,-927.17876540607472,-946.10078102660691,946.10078102660691,null,0,0,0,0.40572906218587163,9.5,3]
["2010-03-04T14:00:00",13.857404637604779,46.200587061774335,0,0,0,0,null,null,43.857367832459985,877.14735664919976,null,0,250,0,0,0,46.200587061774335,877.14735664919976,-830.94676958742548,40000,0,0,0,null,0,-830.94676958742548,830.94676958742548,1,14,3]
["2010-03-05T02:45:00",16.158054906159162,53.870955057134644,114.15525114155253,380.47945205479459,174.73118279568979,582.37903225803416,null,null,0,0,null,0,250,0,0,0,1016.7294393699634,0,1016.7294393699634,26008.411786336896,1037.4790197652687,1016.7294393699634,0,null,0,0,0,0.65021029465842239,2.75,3]
["2010-03-05T11:30:00",48.206645599247402,160.72095642789085,0,0,0,0,null,null,86.206462057608462,1724.1292411521692,null,0,250,0,0,0,160.72095642789085,1724.1292411521692,-1563.4082847242785,29175.736826736662,-1532.1401190297929,-1563.4082847242785,1563.4082847242785,null,0,0,0,0.7293934206684165,11.5,3]
["2010-03-05T15:45:00",15.997544431580575,53.335813134889641,0,0,0,0,null,null,43.374370484243123,867.48740968486243,null,0,250,0,0,0,53.335813134889641,867.48740968486243,-814.15159654997274,40000,0,0,0,null,0,-814.15159654997274,814.15159654997274,1,15.75,3]
["2010-03-06T00:30:00",19.314760573884943,64.395411753332397,114.15525114155253,380.47945205479459,174.73118279568979,582.37903225803416,null,null,0,0,null,0,250,0,0,0,1027.2538960661611,{"$f":"K6150+M6150+O6150+Q6150","v":0},1027.2538960661611,{"$f":"U6149-V6149","v":35708.700558169672},1048.2182612920012,1027.2538960661611,0,null,0,0,0,0.89271751395424181,0.5,3]
["2010-03-06T06:45:00",17.121116756671235,57.0818032667419,0,0,0,0,null,null,0.30646575366293355,6.1293150732586712,null,0,250,0,0,0,57.0818032667419,6.1293150732586712,50.952488193483227,11767.424803904758,51.992334891309419,50.952488193483227,0,null,0,0,0,0.29418562009761895,6.75,3]
["2010-03-06T17:15:00",13.32236998819867,44.416781540654362,0,0,0,0,null,null,9.3069507018441495,186.139014036883,null,0,250,0,0,0,44.416781540654362,186.139014036883,-141.72223249622863,40000,0,0,0,null,0,-141.72223249622863,141.72223249622863,1,17.25,3]
["2010-03-07T02:00:00",17.656151406077342,58.865608787861859,114.15525114155253,380.47945205479459,174.73118279568979,582.37903225803416,null,null,0,0,null,0,250,0,0,0,1021.7240931006907,0,1021.7240931006907,30547.879693645475,1042.5756052047864,1021.7240931006907,0,null,0,0,0,0.76369699234113686,2,3]
["2010-03-07T14:45:00",13.322370187590563,44.416782205426941,0,0,0,0,null,null,112.54102354669288,2250.8204709338579,null,0,250,0,0,0,44.416782205426941,2250.8204709338579,-2206.403688728431,40000,0,0,0,null,0,-2206.403688728431,2206.403688728431,1,14.75,3]
["2010-03-07T19:00:00",43.016807187062163,143.41803516166524,0,0,0,0,null,null,0,0,null,0,250,0,0,0,143.41803516166524,0,143.41803516166524,39819.27042701545,146.34493383843392,143.41803516166524,0,null,0,0,0,0.99548176067538618,19,3]
["2010-03-08T02:15:00",18.084180401710356,60.292657459302326,114.15525114155253,380.47945205479459,174.73118279568979,582.37903225803416,null,null,0,0,null,0,250,0,0,0,1023.151141772131,0,1023.151141772131,29593.655440973147,1044.0317773185011,1023.151141772131,0,null,0,0,0,0.7398413860243287,2.25,3]
["2010-03-08T16:15:00",11.824271893145342,{"$f":"B6405*$C$2","v":39.42212249174657},0,{"$f":"D6405*$E$2","v":0},0,0,null,null,50.791095792758071,{"$f":"IF(J6405>(250*$J$2),250*$J$2*$K$2,J6405 * $K$2)","v":1015.8219158551615},null,{"$f":"$M$2*L6405","v":0},250,{"$f":"N6405*$O$2","v":0},{"$f":"J6405*$K$2-K6405","v":0},{"$f":"P6405*$Q$2","v":0},{"$f":"C6405+E6405+G6405+I6405","v":39.42212249174657},1015.8219158551615,{"$f":"R6405-S6405","v":-976.39979336341491},40000,{"$f":"IF(T6405>0,              IF((U6405-T6405/$W$2)>0,T6405/$W$2,U6405),    IF((U6405-T6405*$V$2)<($U$2),T6405*$V$2,-$U$2+U6405))","v":0},{"$f":"IF(T6405>0,IF((U6405-T6405/$W$2)>0,T6405,U6405*$W$2),IF((U6405-T6405*$V$2)<$U$2,T6405,(-$U$2+U6405)/$V$2))","v":0},{"$f":"IF(W6405<0,-W6405,0)","v":0},null,{"$f":"IF(AA6405>0,AA6405,0)","v":0},{"$f":"T6405-W6405","v":-976.39979336341491},{"$f":"IF(AA6405<0,-AA6405,0)","v":976.39979336341491},1,{"$f":"MINUTE(A6405)/60 + HOUR(A6405)","v":16.25},{"$f":"MONTH(A6405)","v":3}]
["2010-03-09T01:00:00",19.58227749980421,65.287313184347241,114.15525114155253,380.47945205479459,174.73118279568979,582.37903225803416,null,null,0,0,null,0,250,0,0,0,1028.1457974971759,0,1028.1457974971759,33908.075804639353,1049.1283647930366,1028.1457974971759,0,null,0,0,0,0.84770189511598382,1,3]
["2010-03-09T05:15:00",13.96441188651303,46.557349229634447,114.15525114155253,380.47945205479459,174.73118279568979,582.37903225803416,null,null,0,0,null,0,250,0,0,0,1009.4158335424631,0,1009.4158335424631,16291.682879193184,1030.0161566759828,1009.4158335424631,0,null,0,0,0,0.40729207197982958,5.25,3]
["2010-03-09T18:00:00",17.870165903893849,59.579133123582096,0,0,0,0,null,null,0.40008590398653582,8.0017180797307166,null,0,250,0,0,0,59.579133123582096,8.0017180797307166,51.577415043851381,39490.629791809653,52.63001535086876,51.577415043851381,0,null,0,0,0,0.98726574479524132,18,3]
["2010-03-09T21:45:00",23.755550237631354,79.201004492262939,0,0,0,0,null,null,0,0,null,0,250,0,0,0,79.201004492262939,0,79.201004492262939,37041.510475454008,80.817351522717289,79.201004492262939,0,null,0,0,0,0.92603776188635012,21.75,3]
["2010-03-10T06:45:00",15.783529534980284,52.622287469624268,0,0,0,0,null,null,2.6225649672196099,52.451299344392197,null,0,250,0,0,0,52.622287469624268,52.451299344392197,0.1709881252320713,11044.628889776101,0.17447767880823603,0.1709881252320713,0,null,0,0,0,0.27611572224440251,6.75,3]
["2010-03-10T15:30:00",16.318564981953966,54.406095649834519,0,0,0,0,null,null,29.864127681831039,597.28255363662083,null,0,250,0,0,0,54.406095649834519,597.28255363662083,-542.87645798678636,40000,0,0,0,null,0,-542.87645798678636,542.87645798678636,1,15.5,3]
["2010-03-11T04:15:00",28.196339502593968,94.006595901648296,114.15525114155253,380.47945205479459,174.73118279568979,582.37903225803416,null,null,0,0,null,0,250,0,0,0,1056.8650802144771,0,1056.8650802144771,18471.756353260564,1078.433755320895,1056.8650802144771,0,null,0,0,0,0.46179390883151411,4.25,3]
["2010-03-11T08:30:00",13.001348042082022,43.346494372301464,0,0,0,0,null,null,17.824043331703233,356.48086663406468,null,0,250,0,0,0,43.346494372301464,{"$f":"K6662+M6662+O6662+Q6662","v":356.48086663406468},-313.13437226176325,{"$f":"U6661-V6661","v":10035.161768128215},-306.87168481652799,-313.13437226176325,313.13437226176325,null,0,0,0,0.25087904420320539,8.5,3]
["2010-03-11T17:15:00",32.102094716326143,107.02838378423137,0,0,0,0,null,null,5.1412798215615148,102.8255964312303,null,0,250,0,0,0,107.02838378423137,102.8255964312303,4.2027873530010709,31689.723980952651,4.2885585234704804,4.2027873530010709,0,null,0,0,0,0.79224309952381622,17.25,3]
["2010-03-11T21:15:00",31.406549592341445,104.70943634086638,0,0,0,0,null,null,0,0,null,0,250,0,0,0,104.70943634086638,0,104.70943634086638,29822.340760294701,106.84636361312896,104.70943634086638,0,null,0,0,0,0.74555851900736747,21.25,3]
["2010-03-12T10:00:00",71.801685162908242,239.38681833313609,0,0,0,0,null,null,137.82104832205911,2500,null,0,250,0,256.42096644118237,0,239.38681833313609,2500,-2260.613181666864,18514.914666602825,-2215.4009180335265,-2260.613181666864,2260.613181666864,null,0,0,0,0.4628728666650706,10,3]
["2010-03-12T18:45:00",35.419311456806192,118.08798439699184,0,0,0,0,null,null,0,0,null,0,250,0,0,0,118.08798439699184,0,118.08798439699184,39604.995678884479,120.49794326223657,118.08798439699184,0,null,0,0,0,0.99012489197211195,18.75,3]
["2010-03-12T23:00:00",39.539080171395405,131.82329329143229,0,0,0,0,null,null,0,0,null,0,250,0,0,0,131.82329329143229,0,131.82329329143229,37395.077968000289,134.51356458309417,131.82329329143229,0,null,0,0,0,0.93487694920000719,23,3]
["2010-03-13T12:45:00",14.285431639318846,47.627629085489033,0,0,0,0,null,null,83.501905381948831,1670.0381076389767,null,0,250,0,0,0,47.627629085489033,1670.0381076389767,-1622.4104785534878,37306.120652668811,-1589.962268982418,-1622.4104785534878,1622.4104785534878,null,0,0,0,0.93265301631672026,12.75,3]
["2010-03-13T20:15:00",47.992631898998475,160.00743475126092,0,0,0,0,null,null,0,0,null,0,250,0,0,0,160.00743475126092,0,160.00743475126092,39004.507711169266,163.27289260332748,160.00743475126092,0,null,0,0,0,0.97511269277923163,20.25,3]
["2010-03-14T00:30:00",19.903299246528967,66.357599687927575,114.15525114155253,380.47945205479459,174.73118279568979,582.37903225803416,null,null,0,0,null,0,250,0,0,0,1029.2160840007564,{"$f":"K6918+M6918+O6918+Q6918","v":0},1029.2160840007564,{"$f":"U6917-V6917","v":36127.341821960297},1050.2204938783229,1029.2160840007564,0,null,0,0,0,0.90318354554900748,0.5,3]
["2010-03-14T09:15:00",70.036070341327559,233.50025851798608,0,0,0,0,null,null,20.745701439341598,414.91402878683198,null,0,250,0,0,0,233.50025851798608,414.91402878683198,-181.41377026884589,12364.224775218874,-177.78549486346898,-181.41377026884589,181.41377026884589,null,0,0,0,0.30910561938047187,9.25,3]
["2010-03-14T22:00:00",26.002696881731609,86.692991403693185,0,0,0,0,null,null,0,0,null,0,250,0,0,0,86.692991403693185,0,86.692991403693185,37999.824746055303,88.462236126217533,86.692991403693185,0,null,0,0,0,0.94999561865138249,22,3]
["2010-03-15T07:15:00",27.821815925942129,92.757934297091055,0,0,0,0,null,null,4.391170985925033,87.823419718500659,null,0,250,0,0,0,92.757934297091055,87.823419718500659,4.9345145785903952,12013.534807212727,5.0352189577453013,4.9345145785903952,0,null,0,0,0,0.30033837018031817,7.25,3]
["2010-03-15T10:45:00",15.301998709420193,51.016863697206922,0,0,0,0,null,null,48.681260552198175,973.62521104396353,null,0,250,0,0,0,51.016863697206922,973.62521104396353,-922.60834734675666,15303.309647361233,-904.15618039982155,-922.60834734675666,922.60834734675666,null,0,0,0,0.38258274118403085,10.75,3]
["2010-03-15T23:30:00",26.96575933041937,89.903841607618176,0,0,0,0,null,null,0,0,null,0,250,0,0,0,89.903841607618176,0,89.903841607618176,34246.070788809113,91.738613885324668,89.903841607618176,0,null,0,0,0,0.85615176972022777,23.5,3]
["2010-03-16T08:15:00",15.141488234841605,50.481721774961912,0,0,0,0,null,null,20.159416600403858,403.18833200807717,null,0,250,0,0,0,50.481721774961912,403.18833200807717,-352.70661023311527,8758.5897827876452,-345.65247802845295,-352.70661023311527,352.70661023311527,null,0,0,0,0.21896474456969114,8.25,3]
["2010-03-16T12:30:00",14.873970511354761,49.589817684856776,0,0,0,0,null,null,72.630096276691503,1452.6019255338301,null,0,250,0,0,0,49.589817684856776,1452.6019255338301,-1403.0121078489733,19253.842033998899,-1374.9518656919938,-1403.0121078489733,1403.0121078489733,null,0,0,0,0.48134605084997245,12.5,3]
["2010-03-17T02:45:00",18.726222898200394,62.433227142600117,114.15525114155253,380.47945205479459,174.73118279568979,582.37903225803416,null,null,0,0,null,0,250,0,0,0,1025.2917114554289,0,1025.2917114554289,25791.079000019632,1046.2160320973765,1025.2917114554289,0,null,0,0,0,0.6447769750004908,2.75,3]
["2010-03-17T09:45:00",14.071418537245602,46.914109403176838,0,0,0,0,null,null,104.26964770781863,2085.3929541563725,null,0,250,0,0,0,46.914109403176838,2085.3929541563725,-2038.4788447531957,22608.009600369631,-1997.7092678581319,-2038.4788447531957,2038.4788447531957,null,0,0,0,0.56520024000924085,9.75,3]
["2010-03-17T14:00:00",18.29819430135117,61.0061798007048,0,0,0,0,null,null,110.97802829620602,2219.5605659241205,null,0,250,0,0,0,61.0061798007048,2219.5605659241205,-2158.5543861234155,40000,0,0,0,null,0,-2158.5543861234155,2158.5543861234155,1,14,3]
["2010-03-17T22:45:00",31.032024819338243,103.46077074767371,0,0,0,0,null,null,0,0,null,0,250,0,0,0,103.46077074767371,0,103.46077074767371,37760.195148532599,105.57221504864664,103.46077074767371,0,null,0,0,0,0.94400487871331495,22.75,3]
["2010-03-18T11:30:00",16.693089356173378,55.654759913482039,0,0,0,0,null,null,149.39968095658702,2500,null,0,250,0,487.99361913174016,0,55.654759913482039,2500,-2444.3452400865181,38988.200936049827,-1011.7990639501731,-1032.4480244389522,1032.4480244389522,null,0,-1411.8972156475659,1411.8972156475659,0.97470502340124565,11.5,3]
["2010-03-18T14:00:00",19.689284748712456,65.644075352207324,0,0,0,0,null,null,119.86958438132753,2397.3916876265507,null,0,250,0,0,0,65.644075352207324,2397.3916876265507,-2331.7476122743433,40000,0,0,0,null,0,-2331.7476122743433,2331.7476122743433,1,14,3]
["2010-03-19T00:15:00",23.755550636415137,79.201005821808067,114.15525114155253,380.47945205479459,174.73118279568979,582.37903225803416,null,null,0,0,null,0,250,0,0,0,1042.0594901346367,0,1042.0594901346367,35290.008327001968,1063.3260103414659,1042.0594901346367,0,null,0,0,0,0.88225020817504929,0.25,3]
["2010-03-19T13:00:00",14.980977162087331,49.946577858399166,0,0,0,0,null,null,131.74538988947054,2500,null,0,250,0,134.90779778941078,0,49.946577858399166,2500,-2450.053422141601,40000,0,0,0,null,0,-2450.053422141601,2450.053422141601,1,13,3]
["2010-03-19T17:15:00",28.249843326439979,94.184977650350888,0,0,0,0,null,null,28.920553908705141,578.41107817410284,null,0,250,0,0,0,94.184977650350888,578.41107817410284,-484.22610052375194,40000,0,0,0,null,0,-484.22610052375194,484.22610052375194,1,17.25,3]
["2010-03-20T02:00:00",20.063808724148089,66.892738286309736,114.15525114155253,380.47945205479459,174.73118279568979,582.37903225803416,null,null,0,0,null,0,250,0,0,0,1029.7512225991386,0,1029.7512225991386,27486.220417207747,1050.7665536725904,1029.7512225991386,0,null,0,0,0,0.68715551043019363,2,3]
["2010-03-20T09:30:00",22.738984164489469,75.811773204407899,0,0,0,0,null,null,31.163013925359284,623.26027850718572,null,0,250,0,0,0,75.811773204407899,623.26027850718572,-547.44850530277779,11849.256753429658,-536.49953519672226,-547.44850530277779,547.44850530277779,null,0,0,0,0.29623141883574144,9.5,3]
["2010-03-20T23:15:00",120.54336640852127,401.89158360600993,0,0,0,0,null,null,0,0,null,0,250,0,0,0,401.89158360600993,0,401.89158360600993,37072.876996936655,410.09345265919382,401.89158360600993,0,null,0,0,0,0.92682192492341642,23.25,3]
["2010-03-21T03:30:00",14.552949562197584,48.519533840366748,114.15525114155253,380.47945205479459,174.73118279568979,582.37903225803416,null,null,0,0,null,0,250,0,0,0,1011.3780181531955,0,1011.3780181531955,22722.141846562936,1032.0183858706077,1011.3780181531955,0,null,0,0,0,0.56805354616407344,3.5,3]
["2010-03-21T16:15:00",21.347893318344383,71.173876323360176,0,0,0,0,null,null,32.832413849538852,656.64827699077705,null,0,250,0,0,0,71.173876323360176,656.64827699077705,-585.47440066741683,37965.234992729362,-573.76491265406844,-585.47440066741683,585.47440066741683,null,0,0,0,0.94913087481823399,16.25,3]
["2010-03-22T01:00:00",19.314760573884943,64.395411753332397,114.15525114155253,380.47945205479459,174.73118279568979,582.37903225803416,null,null,0,0,null,0,250,0,0,0,1027.2538960661611,0,1027.2538960661611,32909.563479681165,1048.2182612920012,1027.2538960661611,0,null,0,0,0,0.82273908699202913,1,3]
["2010-03-22T05:00:00",22.150445292453544,73.849584605040121,114.15525114155253,380.47945205479459,174.73118279568979,582.37903225803416,null,null,0,0,null,0,250,0,0,0,1036.7080689178688,0,1036.7080689178688,15867.405979606723,1057.8653764468049,1036.7080689178688,0,null,0,0,0,0.39668514949016809,5,3]
["2010-03-22T13:45:00",23.809053862085474,79.379385576192973,0,0,0,0,null,null,49.526790315818417,990.53580631636828,null,0,250,0,0,0,79.379385576192973,990.53580631636828,-911.15642074017535,40000,0,0,0,null,0,-911.15642074017535,911.15642074017535,1,13.75,3]
["2010-03-23T02:30:00",21.82942394451258,72.779299431004944,114.15525114155253,380.47945205479459,174.73118279568979,582.37903225803416,null,null,0,0,null,0,250,0,0,0,1035.6377837438336,0,1035.6377837438336,27478.541214184181,1056.7732487181975,1035.6377837438336,0,null,0,0,0,0.68696353035460445,2.5,3]
["2010-03-23T06:45:00",12.894341590741343,42.989734863531638,0,0,0,0,null,null,9.1841682999361325,183.68336599872265,null,0,250,0,0,0,42.989734863531638,183.68336599872265,-140.69363113519103,11919.271936435207,-137.8797585124872,-140.69363113519103,140.69363113519103,null,0,0,0,0.29798179841088018,6.75,3]
["2010-03-23T15:30:00",39.164555996567898,130.57462969255738,0,0,0,0,null,null,100.15258019892963,2003.0516039785925,null,0,250,0,0,0,130.57462969255738,2003.0516039785925,-1872.4769742860351,40000,0,0,0,null,0,-1872.4769742860351,1872.4769742860351,1,15.5,3]
["2010-03-24T04:15:00",17.442138104612201,58.152088440777078,114.15525114155253,380.47945205479459,174.73118279568979,582.37903225803416,null,null,0,0,null,0,250,0,0,0,1021.0105727536059,0,1021.0105727536059,18822.156357608033,1041.8475232179651,1021.0105727536059,0,null,0,0,0,0.47055390894020083,4.25,3]
["2010-03-24T10:30:00",14.552949960981373,48.519535169911897,0,0,0,0,null,null,142.00195644331259,2500,null,0,250,0,340.03912886625176,0,48.519535169911897,2500,-2451.4804648300883,31404.617868471276,-2402.4508555334864,-2451.4804648300883,2451.4804648300883,null,0,0,0,0.78511544671178191,10.5,3]
["2010-03-24T17:00:00",11.235734217460781,37.459937881014241,0,0,0,0,null,null,43.345489602515435,866.90979205030874,null,0,250,0,0,0,37.459937881014241,866.90979205030874,-829.44985416929444,40000,0,0,0,null,0,-829.44985416929444,829.44985416929444,1,17,3]
["2010-03-25T05:45:00",18.726221901240923,62.43322381873724,114.15525114155253,380.47945205479459,174.73118279568979,582.37903225803416,null,null,2.5932126702911958E-2,0.51864253405823912,null,0,250,0,0,0,1025.2917081315659,0.51864253405823912,1024.7730655975076,14319.413081783756,1045.6868016301098,1024.7730655975076,0,null,0,0,0,0.35798532704459385,5.75,3]
["2010-03-25T14:30:00",31.513556641857793,105.06619784395389,0,0,0,0,null,null,132.68896276382159,2500,null,0,250,0,153.77925527643174,0,105.06619784395389,2500,-2394.9338021560461,40000,0,0,0,null,0,-2394.9338021560461,2394.9338021560461,1,14.5,3]
["2010-03-25T18:45:00",91.490970111012601,305.030894350116,0,0,0,0,null,null,0,0,null,0,250,0,0,0,305.030894350116,0,305.030894350116,39497.648066048219,311.25601464297552,305.030894350116,0,null,0,0,0,0.98744120165120541,18.75,3]
["2010-03-26T06:00:00",17.442139101571669,58.152091764639948,114.15525114155253,380.47945205479459,174.73118279568979,582.37903225803416,null,null,0.42840831849407324,8.5681663698814639,null,0,250,0,0,0,1021.0105760774687,8.5681663698814639,1012.4424097075872,11303.711390430821,1033.1044997016197,1012.4424097075872,0,null,0,0,0,0.28259278476077054,6,3]
["2010-03-26T16:00:00",28.249843924615664,94.18497964466863,0,0,0,{"$f":"F8132*$G$2","v":0},null,null,17.464892455035642,349.29784910071282,null,0,250,0,0,0,94.18497964466863,349.29784910071282,-255.11286945604419,40000,0,0,0,null,0,-255.11286945604419,255.11286945604419,{"$f":"U8132*(1-bat_soc*0.01)/bat_cap_use/1000+bat_soc*0.01","v":1},16,3]
["2010-03-26T20:15:00",21.401396544014723,71.352256077745082,0,0,0,0,null,null,0,0,null,0,250,0,0,0,71.352256077745082,0,71.352256077745082,38077.415227259895,72.808424569127638,71.352256077745082,0,null,0,0,0,0.9519353806814973,20.25,3]
["2010-03-27T08:59:59.850",25.735179557028555,85.801088643133198,0,0,0,0,null,null,90.974492038079632,1819.4898407615926,null,0,250,0,0,0,85.801088643133198,1819.4898407615926,-1733.6887521184594,19316.148397874131,-1699.0149770760902,-1733.6887521184594,1733.6887521184594,null,0,0,0,0.48290370994685328,9,3]
["2010-03-27T09:14:59.845",53.342980985154171,177.845498604504,0,0,0,0,null,null,88.678070683751059,1773.5614136750212,null,0,250,0,0,0,177.845498604504,1773.5614136750212,-1595.7159150705172,21015.163374950222,-1563.8015967691069,-1595.7159150705172,1595.7159150705172,null,0,0,0,0.52537908437375547,9.25,3]
["2010-03-28T01:29:59.660",22.310955767032144,74.384726527285167,114.15525114155253,380.47945205479459,174.73118279568979,582.37903225803416,null,null,0,0,null,0,250,0,0,0,1037.243210840114,0,1037.243210840114,31566.835922444086,1058.4114396327693,1037.243210840114,0,null,0,0,0,0.78917089806110219,1.5,3]
["2010-03-28T06:29:59.660",15.83703375761009,52.800670547872045,0,0,0,0,null,null,6.4983843191690518,129.96768638338102,null,0,250,0,0,0,52.800670547872045,129.96768638338102,-77.167015835508977,11670.909294062441,-75.623675518798791,-77.167015835508977,77.167015835508977,null,0,0,0,0.29177273235156104,6.5,3]
["2010-03-28T10:44:59.660",14.124920765956468,47.092485833698866,0,0,0,0,null,null,61.72256672939789,1234.4513345879577,null,0,250,0,0,0,47.092485833698866,1234.4513345879577,-1187.3588487542588,19647.090912531999,-1163.6116717791735,-1187.3588487542588,1187.3588487542588,null,0,0,0,0.49117727281329998,10.75,3]
["2010-03-28T23:29:59.660",28.249843127048088,94.184976985578331,0,0,0,0,null,null,0,0,null,0,250,0,0,0,94.184976985578331,0,94.184976985578331,36604.108198937349,96.107119373039112,94.184976985578331,0,null,0,0,0,0.91510270497343371,23.5,3]
["2010-03-29T08:14:59.660",51.630869389243806,{"$f":"B8389*$C$2","v":172.13731854373884},0,{"$f":"D8389*$E$2","v":0},0,0,null,null,19.848755639307068,{"$f":"IF(J8389>(250*$J$2),250*$J$2*$K$2,J8389 * $K$2)","v":396.97511278614138},null,{"$f":"$M$2*L8389","v":0},250,{"$f":"N8389*$O$2","v":0},{"$f":"J8389*$K$2-K8389","v":0},{"$f":"P8389*$Q$2","v":0},{"$f":"C8389+E8389+G8389+I8389","v":172.13731854373884},396.97511278614138,{"$f":"R8389-S8389","v":-224.83779424240254},11452.311180070205,{"$f":"IF(T8389>0,              IF((U8389-T8389/$W$2)>0,T8389/$W$2,U8389),    IF((U8389-T8389*$V$2)<($U$2),T8389*$V$2,-$U$2+U8389))","v":-220.34103835755448},{"$f":"IF(T8389>0,IF((U8389-T8389/$W$2)>0,T8389,U8389*$W$2),IF((U8389-T8389*$V$2)<$U$2,T8389,(-$U$2+U8389)/$V$2))","v":-224.83779424240254},{"$f":"IF(W8389<0,-W8389,0)","v":224.83779424240254},null,{"$f":"IF(AA8389>0,AA8389,0)","v":0},{"$f":"T8389-W8389","v":0},{"$f":"IF(AA8389<0,-AA8389,0)","v":0},0.28630777950175512,{"$f":"MINUTE(A8389)/60 + HOUR(A8389)","v":8.25},{"$f":"MONTH(A8389)","v":3}]
["2010-03-29T12:44:59.660",17.228123407403807,57.438563440284291,0,0,0,0,null,null,79.84997424644726,1596.9994849289451,null,0,250,0,0,0,57.438563440284291,1596.9994849289451,-1539.5609214886608,30117.486538223082,-1508.7697030588877,-1539.5609214886608,1539.5609214886608,null,0,0,0,0.75293716345557704,12.75,3]
["2010-03-29T20:59:59.660",20.331326846418715,67.784643705959994,0,0,0,0,null,null,0,0,null,0,250,0,0,0,67.784643705959994,0,67.784643705959994,39219.086423523826,69.168003781591835,67.784643705959994,0,null,0,0,0,0.98047716058809564,21,3]
["2010-03-30T09:44:59.660",13.803901611326333,46.022207972161993,0,0,0,0,null,null,94.668224204090635,1893.3644840818126,null,0,250,0,0,0,46.022207972161993,1893.3644840818126,-1847.3422761096506,20193.132241357434,-1810.3954305874574,-1847.3422761096506,1847.3422761096506,null,0,0,0,0.50482830603393591,9.75,3]
["2010-03-30T13:59:59.660",21.50840339413919,71.709016916060065,0,0,0,0,null,null,98.401857912538958,1968.0371582507792,null,0,250,0,0,0,71.709016916060065,1968.0371582507792,-1896.328141334719,40000,0,0,0,null,0,-1896.328141334719,1896.328141334719,1,14,3]
["2010-03-30T22:44:59.660",20.010305498477752,66.71435853192483,0,0,0,0,null,null,0,0,null,0,250,0,0,0,66.71435853192483,0,66.71435853192483,37395.443250634038,68.075876052984526,66.71435853192483,0,null,0,0,0,0.93488608126585093,22.75,3]
["2010-03-31T08:14:59.660",28.945389048600347,{"$f":"B8581*$C$2","v":96.503927088033564},0,{"$f":"D8581*$E$2","v":0},0,0,null,null,38.834348365081823,{"$f":"IF(J8581>(250*$J$2),250*$J$2*$K$2,J8581 * $K$2)","v":776.68696730163651},null,{"$f":"$M$2*L8581","v":0},250,{"$f":"N8581*$O$2","v":0},{"$f":"J8581*$K$2-K8581","v":0},{"$f":"P8581*$Q$2","v":0},{"$f":"C8581+E8581+G8581+I8581","v":96.503927088033564},776.68696730163651,{"$f":"R8581-S8581","v":-680.18304021360291},12471.562116963505,{"$f":"IF(T8581>0,              IF((U8581-T8581/$W$2)>0,T8581/$W$2,U8581),    IF((U8581-T8581*$V$2)<($U$2),T8581*$V$2,-$U$2+U8581))","v":-666.57937940933084},{"$f":"IF(T8581>0,IF((U8581-T8581/$W$2)>0,T8581,U8581*$W$2),IF((U8581-T8581*$V$2)<$U$2,T8581,(-$U$2+U8581)/$V$2))","v":-680.18304021360291},{"$f":"IF(W8581<0,-W8581,0)","v":680.18304021360291},null,{"$f":"IF(AA8581>0,AA8581,0)","v":0},{"$f":"T8581-W8581","v":0},{"$f":"IF(AA8581<0,-AA8581,0)","v":0},0.31178905292408765,{"$f":"MINUTE(A8581)/60 + HOUR(A8581)","v":8.25},{"$f":"MONTH(A8581)","v":3}]
["2010-03-31T15:29:59.660",11.556753970266602,38.530217736868849,0,0,0,0,null,null,69.585047869207557,1391.700957384151,null,0,250,0,0,0,38.530217736868849,1391.700957384151,-1353.1707396472821,40000,0,0,0,null,0,-1353.1707396472821,1353.1707396472821,1,15.5,3]
["2010-04-01T00:14:59.660",16.853599830751971,{"$f":"B8645*$C$2","v":56.189901835727071},114.15525114155253,{"$f":"D8645*$E$2","v":380.47945205479459},111.11111111110527,370.33333333331387,null,null,0,{"$f":"IF(J8645>(250*$J$2),250*$J$2*$K$2,J8645 * $K$2)","v":0},null,{"$f":"$M$2*L8645","v":0},250,{"$f":"N8645*$O$2","v":0},{"$f":"J8645*$K$2-K8645","v":0},{"$f":"P8645*$Q$2","v":0},{"$f":"C8645+E8645+G8645+I8645","v":807.00268722383555},0,{"$f":"R8645-S8645","v":807.00268722383555},38400.015181566843,{"$f":"IF(T8645>0,              IF((U8645-T8645/$W$2)>0,T8645/$W$2,U8645),    IF((U8645-T8645*$V$2)<($U$2),T8645*$V$2,-$U$2+U8645))","v":823.47212982024041},{"$f":"IF(T8645>0,IF((U8645-T8645/$W$2)>0,T8645,U8645*$W$2),IF((U8645-T8645*$V$2)<$U$2,T8645,(-$U$2+U8645)/$V$2))","v":807.00268722383555},{"$f":"IF(W8645<0,-W8645,0)","v":0},null,{"$f":"IF(AA8645>0,AA8645,0)","v":0},{"$f":"T8645-W8645","v":0},{"$f":"IF(AA8645<0,-AA8645,0)","v":0},0.96000037953917106,{"$f":"MINUTE(A8645)/60 + HOUR(A8645)","v":0.25},{"$f":"MONTH(A8645)","v":4}]
["2010-04-01T12:59:59.660",83.73296450435376,279.16570365751545,0,0,0,0,null,null,30.21184031541668,604.2368063083336,null,0,250,0,0,0,279.16570365751545,604.2368063083336,-325.07110265081815,24798.330953631143,-318.56968059780178,-325.07110265081815,325.07110265081815,null,0,0,0,0.61995827384077862,13,4]
["2010-04-01T21:44:59.660",54.573561356720681,181.94825356330676,0,0,0,0,null,null,0,0,null,0,250,0,0,0,181.94825356330676,0,181.94825356330676,32249.60236105182,185.66148322786404,181.94825356330676,0,null,0,0,0,0.80624005902629547,21.75,4]
["2010-04-02T03:44:59.660",16.693088757997696,55.654757919164318,114.15525114155253,380.47945205479459,111.11111111110527,370.33333333331387,null,null,0,0,null,0,250,0,0,0,806.46754330727276,0,806.46754330727276,18579.150724339044,822.92606459925798,806.46754330727276,0,null,0,0,0,0.4644787681084761,3.75,4]
["2010-04-02T14:29:59.660",51.042330915991684,170.17513127391626,0,0,0,0,null,null,103.10832605168613,2062.1665210337228,null,0,250,0,0,0,170.17513127391626,2062.1665210337228,-1891.9913897598065,40000,0,0,0,null,0,-1891.9913897598065,1891.9913897598065,1,14.5,4]
["2010-04-02T23:14:59.660",22.096942266175109,73.671205515427815,0,0,0,0,null,null,0,0,null,0,250,0,0,0,73.671205515427815,0,73.671205515427815,37107.947801458955,75.174699505538584,73.671205515427815,0,null,0,0,0,0.92769869503647384,23.25,4]
["2010-04-03T03:29:59.660",14.285431240535058,47.627627755943884,114.15525114155253,380.47945205479459,111.11111111110527,370.33333333331387,null,null,0,0,null,0,250,0,0,0,798.4404131440524,0,798.4404131440524,26178.742192819642,814.73511545311476,798.4404131440524,0,null,0,0,0,0.65446855482049104,3.5,4]
["2010-04-03T16:14:59.660",32.69063299018638,{"$f":"B8901*$C$2","v":108.99057038928139},0,{"$f":"D8901*$E$2","v":0},0,0,null,null,80.115984104136743,{"$f":"IF(J8901>(250*$J$2),250*$J$2*$K$2,J8901 * $K$2)","v":1602.3196820827347},null,{"$f":"$M$2*L8901","v":0},250,{"$f":"N8901*$O$2","v":0},{"$f":"J8901*$K$2-K8901","v":0},{"$f":"P8901*$Q$2","v":0},{"$f":"C8901+E8901+G8901+I8901","v":108.99057038928139},1602.3196820827347,{"$f":"R8901-S8901","v":-1493.3291116934533},40000,{"$f":"IF(T8901>0,              IF((U8901-T8901/$W$2)>0,T8901/$W$2,U8901),    IF((U8901-T8901*$V$2)<($U$2),T8901*$V$2,-$U$2+U8901))","v":0},{"$f":"IF(T8901>0,IF((U8901-T8901/$W$2)>0,T8901,U8901*$W$2),IF((U8901-T8901*$V$2)<$U$2,T8901,(-$U$2+U8901)/$V$2))","v":0},{"$f":"IF(W8901<0,-W8901,0)","v":0},null,{"$f":"IF(AA8901>0,AA8901,0)","v":0},{"$f":"T8901-W8901","v":-1493.3291116934533},{"$f":"IF(AA8901<0,-AA8901,0)","v":1493.3291116934533},1,{"$f":"MINUTE(A8901)/60 + HOUR(A8901)","v":16.25},{"$f":"MONTH(A8901)","v":4}]
["2010-04-03T23:14:59.660",26.858752879078693,89.547082098848364,0,0,0,0,null,null,0,0,null,0,250,0,0,0,89.547082098848364,0,89.547082098848364,37223.991134117598,91.374573570253432,89.547082098848364,0,null,0,0,0,0.93059977835293994,23.25,4]
["2010-04-04T04:59:59.660",17.495641928458223,58.330470189479719,114.15525114155253,380.47945205479459,111.11111111110527,370.33333333331387,null,null,0,0,null,0,250,0,0,0,809.14325557758821,0,809.14325557758821,20867.956502230194,825.65638324243696,809.14325557758821,0,null,0,0,0,0.52169891255575485,5,4]
["2010-04-04T13:44:59.660",20.973368545341181,69.925210730167493,0,0,0,0,null,null,47.469776766477857,949.39553532955711,null,0,250,0,0,0,69.925210730167493,949.39553532955711,-879.47032459938964,40000,0,0,0,null,0,-879.47032459938964,879.47032459938964,1,13.75,4]
["2010-04-05T02:29:59.660",20.010305498477749,66.714358531924816,114.15525114155253,380.47945205479459,111.11111111110527,370.33333333331387,null,null,0,0,null,0,250,0,0,0,817.52714392003327,0,817.52714392003327,29281.852789419761,834.21137134697278,817.52714392003327,0,null,0,0,0,0.73204631973549406,2.5,4]
["2010-04-05T06:44:59.660",17.121117155455025,57.081804596287057,0,0,0,0,null,null,0.42930134724640562,8.586026944928113,null,0,250,0,0,0,57.081804596287057,8.586026944928113,48.495777651358942,16840.416638545052,49.485487399345857,48.495777651358942,0,null,0,0,0,0.42101041596362632,6.75,4]
["2010-04-05T18:44:59.660",27.286780678360333,90.974126781653354,0,0,0,0,null,null,8.4280552789330692,168.5611055786614,null,0,250,0,0,0,90.974126781653354,168.5611055786614,-77.586978797008044,40000,0,0,0,null,0,-77.586978797008044,77.586978797008044,1,18.75,4]
["2010-04-06T03:59:59.660",15.569515834731353,51.90876579299433,114.15525114155253,380.47945205479459,111.11111111110527,370.33333333331387,null,null,0,0,null,0,250,0,0,0,802.72155118110277,0,802.72155118110277,25453.429750722036,819.10362365418655,802.72155118110277,0,null,0,0,0,0.63633574376805091,4,4]
["2010-04-06T12:44:59.660",18.779725725086941,62.611605567439859,0,0,0,0,null,null,166.57287526528268,2500,null,0,250,0,831.45750530565329,0,62.611605567439859,2500,-2437.3883944325603,40000,0,0,0,null,0,-2437.3883944325603,2437.3883944325603,1,12.75,4]
["2010-04-06T16:59:59.660",118.40322641515353,394.75635686812188,0,0,0,0,null,null,92.15215446393745,1843.043089278749,null,0,250,0,0,0,394.75635686812188,1843.043089278749,-1448.2867324106271,40000,0,0,0,null,0,-1448.2867324106271,1448.2867324106271,1,17,4]
["2010-04-07T05:44:59.660",13.108354892206483,43.703255210616419,114.15525114155253,380.47945205479459,111.11111111110527,370.33333333331387,null,null,0,0,null,0,250,0,0,0,794.51604059872489,0,794.51604059872489,20178.230276715556,810.73065367216827,794.51604059872489,0,null,0,0,0,0.50445575691788891,5.75,4]
["2010-04-07T14:14:59.660",23.755550038239448,79.201003827490325,0,0,0,0,null,null,172.77507643585528,2500,null,0,250,0,955.50152871710543,0,79.201003827490325,2500,-2420.7989961725098,40000,0,0,0,null,0,-2420.7989961725098,2420.7989961725098,1,14.25,4]
["2010-04-07T18:29:59.660",46.227016878025879,154.12087427133829,0,0,0,0,null,null,32.635186647956623,652.70373295913248,null,0,250,0,0,0,154.12087427133829,652.70373295913248,-498.58285868779421,40000,0,0,0,null,0,-498.58285868779421,498.58285868779421,1,18.5,4]
["2010-04-08T07:14:59.660",14.927474933376461,49.768201427877123,0,0,0,0,null,null,12.899447113309884,257.98894226619768,null,0,250,0,0,0,49.768201427877123,257.98894226619768,-208.22074083832055,17973.292968676964,-204.05632602155413,-208.22074083832055,208.22074083832055,null,0,0,0,0.44933232421692409,7.25,4]
["2010-04-08T15:59:59.660",126.48225376853719,421.69183406430301,0,0,0,0,null,null,130.16985284540274,2500,null,0,250,0,103.39705690805476,0,421.69183406430301,2500,-2078.3081659356972,40000,0,0,0,null,0,-2078.3081659356972,2078.3081659356972,1,16,4]
["2010-04-08T20:14:59.660",67.521406372524226,225.11636884599577,0,0,0,0,null,null,0,0,null,0,250,0,0,0,225.11636884599577,0,225.11636884599577,39784.125155964604,229.71058045509773,225.11636884599577,0,null,0,0,0,0.99460312889911506,20.25,4]
["2010-04-09T04:59:59.660",12.787333743657406,42.632970701353791,114.15525114155253,380.47945205479459,111.11111111110527,370.33333333331387,null,null,0,0,null,0,250,0,0,0,793.44575608946229,0,793.44575608946229,23198.561998374953,809.63852662190027,793.44575608946229,0,null,0,0,0,0.57996404995937378,5,4]
["2010-04-09T11:29:59.660",29.373416847882009,97.930971770838624,0,0,0,0,null,null,123.50859565797431,2470.1719131594864,null,0,250,0,0,0,97.930971770838624,2470.1719131594864,-2372.2409413886476,40000,0,0,0,null,0,-2372.2409413886476,2372.2409413886476,1,11.5,4]
["2010-04-09T21:44:59.660",32.797640039702742,109.34733189236894,0,0,0,0,null,null,0,0,null,0,250,0,0,0,109.34733189236894,0,109.34733189236894,37406.497171012379,111.57891009425403,109.34733189236894,0,null,0,0,0,0.93516242927530946,21.75,4]
["2010-04-10T06:29:59.660",14.178424789194384,47.270868247174079,0,0,0,0,null,null,0.200027749083207,4.0005549816641404,null,0,250,0,0,0,47.270868247174079,4.0005549816641404,43.270313265509941,16540.482497980796,44.153380883173412,43.270313265509941,0,null,0,0,0,0.41351206244951993,6.5,4]
["2010-04-10T19:14:59.660",22.09694166799942,73.671203521110073,0,0,0,0,null,null,5.8197940753851265,116.39588150770253,null,0,250,0,0,0,73.671203521110073,116.39588150770253,-42.724677986592454,40000,0,0,0,null,0,-42.724677986592454,42.724677986592454,1,19.25,4]
["2010-04-11T03:59:59.660",14.927473936416996,49.768198104014267,114.15525114155253,380.47945205479459,111.11111111110527,370.33333333331387,null,null,0,0,null,0,250,0,0,0,800.58098349212275,0,800.58098349212275,24638.662926934576,816.91937091032935,800.58098349212275,0,null,0,0,0,0.61596657317336434,4,4]
["2010-04-11T06:59:59.660",11.931278145094115,39.778881335743783,0,0,0,0,null,null,4.0105494083659234,80.210988167318476,null,0,250,0,0,0,39.778881335743783,80.210988167318476,-40.432106831574693,17253.218455710539,-39.623464694943195,-40.432106831574693,40.432106831574693,null,0,0,0,0.43133046139276349,7,4]
["2010-04-11T20:44:59.660",27.607801627517514,92.044410626143389,0,0,0,0,null,null,0,0,null,0,250,0,0,0,92.044410626143389,0,92.044410626143389,39401.187415236971,93.922867985860606,92.044410626143389,0,null,0,0,0,0.98502968538092428,20.75,4]
["2010-04-11T20:59:59.660",111.44777298199571,371.56687512197374,0,0,0,0,null,null,0,0,null,0,250,0,0,0,371.56687512197374,0,371.56687512197374,39307.264547251114,379.14987257344262,371.56687512197374,0,null,0,0,0,0.98268161368127793,21,4]
["2010-04-12T09:44:59.660",12.787334740616879,42.632974025216676,0,0,0,0,null,null,57.98437315944917,1159.6874631889834,null,0,250,0,0,0,42.632974025216676,1159.6874631889834,-1117.0544891637667,22606.331747314285,-1094.7133993804914,-1117.0544891637667,1117.0544891637667,null,0,0,0,0.56515829368285708,9.75,4]
["2010-04-12T13:59:59.660",11.289236844955436,37.638315641081427,0,0,0,0,null,null,160.29999061686502,2500,null,0,250,0,705.99981233730023,0,37.638315641081427,2500,-2462.3616843589184,40000,0,0,0,null,0,-2462.3616843589184,2462.3616843589184,1,14,4]
["2010-04-13T02:29:59.660",14.92747413580889,49.768198768786839,114.15525114155253,380.47945205479459,111.11111111110527,370.33333333331387,null,null,0,0,null,0,250,0,0,0,800.58098415689528,0,800.58098415689528,30994.810471438057,816.9193715886687,800.58098415689528,0,null,0,0,0,0.77487026178595142,2.5,4]
["2010-04-13T11:14:59.660",39.271562846692362,130.93139053087233,0,0,0,0,null,null,81.843525538624107,1636.8705107724822,null,0,250,0,0,0,130.93139053087233,1636.8705107724822,-1505.93912024161,34690.951083797401,-1475.8203378367778,-1505.93912024161,1505.93912024161,null,0,0,0,0.86727377709493503,11.25,4]
["2010-04-13T19:59:59.660",25.521165457995842,85.087565636958132,0,0,0,0,null,null,1.1856424108952497E-3,2.3712848217904994E-2,null,0,250,0,0,0,85.087565636958132,2.3712848217904994E-2,85.06385278874022,39785.028324276944,86.799849784428801,85.06385278874022,0,null,0,0,0,0.99462570810692363,20,4]
["2010-04-14T00:14:59.660",19.63578072547455,65.465692938732147,114.15525114155253,380.47945205479459,111.11111111110527,370.33333333331387,null,null,0,0,null,0,250,0,0,0,816.27847832684063,0,816.27847832684063,38576.978730158553,832.93722278249049,816.27847832684063,0,null,0,0,0,0.96442446825396377,0.25,4]
["2010-04-14T12:59:59.660",17.12111695606313,57.081803931514479,0,0,0,0,null,null,37.928776037473554,758.57552074947102,null,0,250,0,0,0,57.081803931514479,758.57552074947102,-701.49371681795651,22978.079664357319,-687.46384248159734,-701.49371681795651,701.49371681795651,null,0,0,0,0.57445199160893301,13,4]
["2010-04-14T21:59:59.660",28.303346751502218,94.363358069508394,0,0,0,0,null,null,0,0,null,0,250,0,0,0,94.363358069508394,0,94.363358069508394,29933.382579852987,96.289140887253467,94.363358069508394,0,null,0,0,0,0.74833456449632463,22,4]
["2010-04-15T01:44:59.660",14.552949562197584,48.519533840366748,114.15525114155253,380.47945205479459,111.11111111110527,370.33333333331387,null,null,0,0,null,0,250,0,0,0,799.33231922847517,0,799.33231922847517,24057.143564053025,815.64522370252575,799.33231922847517,0,null,0,0,0,0.60142858910132568,1.75,4]
["2010-04-15T14:29:59.660",45.210450804883983,150.7316429834832,0,0,0,0,null,null,147.80704411297305,2500,null,0,250,0,456.1408822594608,0,150.7316429834832,2500,-2349.2683570165168,33408.998838172709,-2302.2829898761865,-2349.2683570165168,2349.2683570165168,null,0,0,0,0.8352249709543178,14.5,4]
["2010-04-15T23:14:59.660",114.71148569923784,382.44809332125897,0,0,0,0,null,null,0,0,null,0,250,0,0,0,382.44809332125897,0,382.44809332125897,35940.661278644009,390.25315645026427,382.44809332125897,0,null,0,0,0,0.89851653196610026,23.25,4]
["2010-04-16T03:29:59.660",16.051047457859017,53.514192224501961,114.15525114155253,380.47945205479459,111.11111111110527,370.33333333331387,null,null,0,0,null,0,250,0,0,0,804.32697761261045,0,804.32697761261045,24339.251877907554,820.74181389041883,804.32697761261045,0,null,0,0,0,0.60848129694768882,3.5,4]
["2010-04-16T17:29:59.660",38.040982275733981,126.8286349072971,0,0,0,0,null,null,33.184306539787009,663.68613079574016,null,0,250,0,0,0,126.8286349072971,663.68613079574016,-536.85749588844305,40000,0,0,0,null,0,-536.85749588844305,536.85749588844305,1,17.5,4]
["2010-04-17T00:44:59.660",18.940236598449324,63.146748819230048,114.15525114155253,380.47945205479459,111.11111111110527,370.33333333331387,null,null,0,0,null,0,250,0,0,0,813.95953420733849,0,813.95953420733849,35349.819518149663,830.57095327279444,813.95953420733849,0,null,0,0,0,0.88374548795374153,0.75,4]
["2010-04-17T04:59:59.660",17.602649177366477,58.687232357339838,114.15525114155253,380.47945205479459,111.11111111110527,370.33333333331387,null,null,0,0,null,0,250,0,0,0,809.5000177454483,0,809.5000177454483,21367.721263187072,826.02042627086564,809.5000177454483,0,null,0,0,0,0.53419303157967679,5,4]
["2010-04-17T13:44:59.660",22.524970663632438,75.098252192550547,0,0,0,0,null,null,179.8273682752868,2500,null,0,250,0,1096.5473655057358,0,75.098252192550547,2500,-2424.9017478074493,40000,0,0,0,null,0,-2424.9017478074493,2424.9017478074493,1,13.75,4]
["2010-04-18T02:29:59.660",15.997543434621106,53.33580981102677,114.15525114155253,380.47945205479459,111.11111111110527,370.33333333331387,null,null,0,0,null,0,250,0,0,0,804.14859519913523,0,804.14859519913523,30166.390231680263,820.55979101952573,804.14859519913523,0,null,0,0,0,0.75415975579200656,2.5,4]
["2010-04-18T12:59:59.660",16.907102857030413,56.368280925339398,0,0,0,0,null,null,154.54620489720406,2500,null,0,250,0,590.92409794408104,0,56.368280925339398,2500,-2443.6317190746604,40000,0,0,0,null,0,-2443.6317190746604,2443.6317190746604,1,13,4]
["2010-04-18T15:14:59.660",18.886732973995194,62.968367735299978,0,0,0,0,null,null,145.72684965374347,2500,null,0,250,0,414.53699307486932,0,62.968367735299978,2500,-2437.0316322647,40000,0,0,0,null,0,-2437.0316322647,2437.0316322647,1,15.25,4]
["2010-04-19T03:59:59.660",12.787334541224986,42.632973360444105,114.15525114155253,380.47945205479459,111.11111111110527,370.33333333331387,null,null,0,0,null,0,250,0,0,0,793.44575874855263,0,793.44575874855263,25578.522536890428,809.63852933525777,793.44575874855263,0,null,0,0,0,0.63946306342226067,4,4]
["2010-04-19T12:44:59.660",12.466313193284018,41.562688186408913,0,0,0,0,null,null,151.88116972720221,2500,null,0,250,0,537.623394544044,0,41.562688186408913,2500,-2458.4373118135909,40000,0,0,0,null,0,-2458.4373118135909,2458.4373118135909,1,12.75,4]
["2010-04-19T16:59:59.660",10.968216294582046,36.568033126136541,0,0,0,0,null,null,80.025920895995299,1600.5184179199059,null,0,250,0,0,0,36.568033126136541,1600.5184179199059,-1563.9503847937694,40000,0,0,0,null,0,-1563.9503847937694,1563.9503847937694,1,17,4]
["2010-04-20T07:29:59.660",12.947844816411681,43.168114617916544,0,0,0,0,null,null,28.988576259311216,579.77152518622438,null,0,250,0,0,0,43.168114617916544,579.77152518622438,-536.60341056830782,18346.785689854947,-525.87134235694168,-536.60341056830782,536.60341056830782,null,0,0,0,0.45866964224637363,7.5,4]
["2010-04-20T14:14:59.660",13.964412285296818,46.557350559179596,0,0,0,0,null,null,108.48551909682293,2169.7103819364584,null,0,250,0,0,0,46.557350559179596,2169.7103819364584,-2123.1530313772787,40000,0,0,0,null,0,-2123.1530313772787,2123.1530313772787,1,14.25,4]
["2010-04-20T18:29:59.660",80.576258437844174,268.64124563177251,0,0,0,0,null,null,24.891649771972876,497.83299543945753,null,0,250,0,0,0,268.64124563177251,497.83299543945753,-229.19174980768503,40000,0,0,0,null,0,-229.19174980768503,229.19174980768503,1,18.5,4]
["2010-04-21T03:14:59.660",12.252299891818875,40.849167839324132,114.15525114155253,380.47945205479459,111.11111111110527,370.33333333331387,null,null,0,0,null,0,250,0,0,0,791.6619532274326,0,791.6619532274326,28488.201310210352,807.81831961982925,791.6619532274326,0,null,0,0,0,0.71220503275525882,3.25,4]
["2010-04-21T15:59:59.660",16.372068207624306,54.58447540421944,0,0,0,{"$f":"F10628*$G$2","v":0},null,null,133.97340874044232,2500,null,0,250,0,179.46817480884647,0,54.58447540421944,2500,-2445.4155245957804,40000,0,0,0,null,0,-2445.4155245957804,2445.4155245957804,{"$f":"U10628*(1-bat_soc*0.01)/bat_cap_use/1000+bat_soc*0.01","v":1},16,4]
["2010-04-21T18:44:59.660",22.738984164489466,75.811773204407885,0,0,0,0,null,null,22.743927143317393,454.87854286634786,null,0,250,0,0,0,75.811773204407885,454.87854286634786,-379.06676966193999,40000,0,0,0,null,0,-379.06676966193999,379.06676966193999,1,18.75,4]
["2010-04-22T04:44:59.660",13.161859114836286,43.881638288864181,114.15525114155253,380.47945205479459,111.11111111110527,370.33333333331387,null,null,0,0,null,0,250,0,0,0,794.69442367697263,0,794.69442367697263,23754.213626376011,810.91267722140071,794.69442367697263,0,null,0,0,0,0.59385534065940038,4.75,4]
["2010-04-22T17:29:59.660",23.916060512818046,79.736145749735371,0,0,0,0,null,null,56.447217742642302,1128.9443548528461,null,0,250,0,0,0,79.736145749735371,1128.9443548528461,-1049.2082091031107,40000,0,0,0,null,0,-1049.2082091031107,1049.2082091031107,1,17.5,4]
["2010-04-23T02:14:59.660",13.750397189304634,45.843824229141653,114.15525114155253,380.47945205479459,111.11111111110527,370.33333333331387,null,null,0,0,null,0,250,0,0,0,796.65660961725007,0,796.65660961725007,31756.778280064853,812.91490777270417,796.65660961725007,0,null,0,0,0,0.79391945700162136,2.25,4]
["2010-04-23T06:29:59.660",13.696893564850505,45.665443145211583,0,0,0,0,null,null,6.7380588935661887,134.76117787132378,null,0,250,0,0,0,45.665443145211583,134.76117787132378,-89.095734726112198,18745.412302476139,-87.313820031589955,-89.095734726112198,89.095734726112198,null,0,0,0,0.46863530756190347,6.5,4]
["2010-04-23T14:14:59.660",45.477968129587047,151.62354574404321,0,0,0,0,null,null,144.09431115172123,2500,null,0,250,0,381.8862230344248,0,151.62354574404321,2500,-2348.3764542559566,40000,0,0,0,null,0,-2348.3764542559566,2348.3764542559566,1,14.25,4]
["2010-04-24T03:44:59.660",13.161858915444396,43.881637624091617,114.15525114155253,380.47945205479459,111.11111111110527,370.33333333331387,null,null,0,0,null,0,250,0,0,0,794.6944230122001,0,794.6944230122001,24541.535538329597,810.91267654306137,794.6944230122001,0,null,0,0,0,0.61353838845823994,3.75,4]
["2010-04-24T07:59:59.660",53.824512608281843,179.45092503601168,0,0,0,{"$f":"F10884*$G$2","v":0},null,null,58.459010162399004,1169.18020324798,null,0,250,0,0,0,179.45092503601168,1169.18020324798,-989.72927821196834,19268.522660876708,-969.93469264772898,-989.72927821196834,989.72927821196834,null,0,0,0,{"$f":"U10884*(1-bat_soc*0.01)/bat_cap_use/1000+bat_soc*0.01","v":0.4817130665219177},8,4]
["2010-04-24T20:44:59.660",36.917408754291948,123.08264078680936,0,0,0,0,null,null,0,0,null,0,250,0,0,0,123.08264078680936,0,123.08264078680936,39474.512463646999,125.5945314151116,123.08264078680936,0,null,0,0,0,0.98686281159117495,20.75,4]
["2010-04-25T05:29:59.660",15.087984809779373,50.303341355804427,114.15525114155253,380.47945205479459,111.11111111110527,370.33333333331387,null,null,0,0,null,0,250,0,0,0,801.1161267439129,0,801.1161267439129,19579.242624127051,817.46543545297232,801.1161267439129,0,null,0,0,0,0.48948106560317628,5.5,4]
["2010-04-25T09:44:59.660",11.128726170984951,37.103173054063831,0,0,0,0,null,null,124.14131769780229,2482.8263539560458,null,0,250,0,0,0,37.103173054063831,2482.8263539560458,-2445.7231809019818,31667.065434613149,-2396.8087172839423,-2445.7231809019818,2445.7231809019818,null,0,0,0,0.79167663586532877,9.75,4]
["2010-04-25T18:14:59.660",22.899494639068052,76.346915126652888,0,0,0,0,null,null,45.872959779223052,917.45919558446099,null,0,250,0,0,0,76.346915126652888,917.45919558446099,-841.11228045780808,40000,0,0,0,null,0,-841.11228045780808,841.11228045780808,1,18.25,4]
["2010-04-26T06:59:59.660",36.168360005853124,120.58531225951432,0,0,0,0,null,null,22.308431551260444,446.16863102520887,null,0,250,0,0,0,120.58531225951432,446.16863102520887,-325.58331876569457,18566.782568866398,-319.07165239038068,-325.58331876569457,325.58331876569457,null,0,0,0,0.46416956422165995,7,4]
["2010-04-26T11:14:59.660",18.030676777256225,60.114276375372256,0,0,0,0,null,null,9.7506545940139624,195.01309188027926,null,0,250,0,0,0,60.114276375372256,195.01309188027926,-134.89881550490702,27376.935522672378,-132.20083919480888,-134.89881550490702,134.89881550490702,null,0,0,0,0.68442338806680947,11.25,4]
["2010-04-26T19:59:59.660",25.949193257277493,86.514610319763165,0,0,0,0,null,null,1.8294538079081588,36.589076158163174,null,0,250,0,0,0,86.514610319763165,36.589076158163174,49.925534161599991,39997.241038599655,50.944422613877542,49.925534161599991,0,null,0,0,0,0.99993102596499139,20,4]
["2010-04-27T08:44:59.660",14.178425187978167,47.270869576719207,0,0,0,0,null,null,63.612754511900604,1272.2550902380121,null,0,250,0,0,0,47.270869576719207,1272.2550902380121,-1224.984220661293,24550.208723202104,-1200.4845362480671,-1224.984220661293,1224.984220661293,null,0,0,0,0.61375521808005262,8.75,4]
["2010-04-27T15:14:59.660",13.536382691488127,45.130299893421416,0,0,0,0,null,null,146.29952970943847,2500,null,0,250,0,425.99059418876959,0,45.130299893421416,2500,-2454.8697001065784,40000,0,0,0,null,0,-2454.8697001065784,2454.8697001065784,1,15.25,4]
["2010-04-27T21:29:59.660",61.58251861372451,205.31611705815752,0,0,0,0,null,null,0,0,null,0,250,0,0,0,205.31611705815752,0,205.31611705815752,38674.726512747104,209.5062418960791,205.31611705815752,0,null,0,0,0,0.9668681628186776,21.5,4]
["2010-04-28T01:44:59.660",12.787334740616879,42.632974025216676,114.15525114155253,380.47945205479459,111.11111111110527,370.33333333331387,null,null,0,0,null,0,250,0,0,0,793.44575941332516,0,793.44575941332516,32691.823147386505,809.63853001359712,793.44575941332516,0,null,0,0,0,0.81729557868466263,1.75,4]
["2010-04-28T10:29:59.660",10.807704424260194,36.032886550483489,0,0,0,0,null,null,153.65203274521591,2500,null,0,250,0,573.04065490431822,0,36.032886550483489,2500,-2463.9671134495165,40000,0,0,0,null,0,-2463.9671134495165,2463.9671134495165,1,10.5,4]
["2010-04-28T23:14:59.660",97.643872168236953,325.54466980890203,0,0,0,0,null,null,0,0,null,0,250,0,0,0,325.54466980890203,0,325.54466980890203,38032.877568176045,332.1884385805123,325.54466980890203,0,null,0,0,0,0.95082193920440117,23.25,4]
["2010-04-29T10:44:59.660",20.973368545341188,69.925210730167521,0,0,0,0,null,null,161.00567507953559,2500,null,0,250,0,720.11350159071208,0,69.925210730167521,2500,-2430.0747892698323,40000,0,0,0,null,0,-2430.0747892698323,2430.0747892698323,1,10.75,4]
["2010-04-29T11:59:59.660",26.591235354983731,88.655178673515763,0,0,0,0,null,null,182.13063098747315,2500,null,0,250,0,1142.6126197494632,0,88.655178673515763,2500,-2411.3448213264842,40000,0,0,0,null,0,-2411.3448213264842,2411.3448213264842,1,12,4]
["2010-04-30T00:44:59.660",17.602649177366477,58.687232357339838,114.15525114155253,380.47945205479459,111.11111111110527,370.33333333331387,null,null,0,0,null,0,250,0,0,0,809.5000177454483,0,809.5000177454483,35352.869010238879,826.02042627086564,809.5000177454483,0,null,0,0,0,0.88382172525597191,0.75,4]
["2010-04-30T09:29:59.660",16.318565181345864,54.406096314607112,0,0,0,0,null,null,50.018148241244276,1000.3629648248855,null,0,250,0,0,0,54.406096314607112,1000.3629648248855,-945.95686851027835,22466.215996794115,-927.03773114007276,-945.95686851027835,945.95686851027835,null,0,0,0,0.56165539991985292,9.5,4]
["2010-04-30T13:44:59.660",25.521165856779632,85.087566966503289,0,0,0,0,null,null,176.10741658672885,2500,null,0,250,0,1022.1483317345769,0,85.087566966503289,2500,-2414.9124330334967,40000,0,0,0,null,0,-2414.9124330334967,2414.9124330334967,1,13.75,4]
["2010-04-30T21:59:59.660",33.279171463438509,110.95275765910399,0,0,0,0,null,null,0,0,null,0,250,0,0,0,110.95275765910399,0,110.95275765910399,38799.259678167124,113.21709965214694,110.95275765910399,0,null,0,0,0,0.96998149195417804,22,4]
["2010-05-01T10:59:59.660",14.606452987259811,48.697914259524211,0,0,0,0,null,null,103.10034620708244,2062.0069241416486,null,0,0,0,0,0,48.697914259524211,2062.0069241416486,-2013.3090098821244,38981.750160157993,-1018.2498398420066,-1039.0304488183742,1039.0304488183742,null,0,-974.2785610637502,974.2785610637502,0.97454375400394988,11,5]
["2010-05-01T15:14:59.660",54.734072230083044,182.48339681509688,0,0,0,0,null,null,31.921901246745364,638.43802493490728,null,0,0,0,0,0,182.48339681509688,638.43802493490728,-455.95462811981042,40000,0,0,0,null,0,-455.95462811981042,455.95462811981042,1,15.25,5]
["2010-05-02T03:59:59.660",13.803901611326333,46.022207972161993,114.15525114155253,380.47945205479459,53.763440860212235,179.19354838708739,null,null,0,0,null,0,0,0,0,0,605.69520841404392,0,605.69520841404392,27561.922273867593,618.05633511637132,605.69520841404392,0,null,0,0,0,0.6890480568466899,4,5]
["2010-05-02T12:44:59.660",17.281628228209303,57.616948512849817,0,0,0,0,null,null,89.428216898271998,1788.56433796544,null,0,0,0,0,0,57.616948512849817,1788.56433796544,-1730.9473894525902,35742.19715133377,-1696.3284416635383,-1730.9473894525902,1730.9473894525902,null,0,0,0,0.8935549287833443,12.75,5]
["2010-05-02T17:29:59.660",76.884517721928461,256.33298208490947,0,0,0,0,null,null,6.7822924943313065,135.64584988662614,null,0,0,0,0,0,256.33298208490947,135.64584988662614,120.68713219828334,40000,123.15013489620749,120.68713219828334,0,null,0,0,0,1,17.5,5]
["2010-05-03T01:29:59.660",15.2484940880066,50.838479289414003,114.15525114155253,380.47945205479459,53.763440860212235,179.19354838708739,null,null,0,0,null,0,0,0,0,0,610.51147973129605,0,610.51147973129605,34271.551573307661,622.97089768499598,610.51147973129605,0,null,0,0,0,0.85678878933269154,1.5,5]
["2010-05-03T14:14:59.660",54.199037181893154,180.69958996443177,0,0,0,0,null,null,51.185930000760358,1023.7186000152071,null,0,0,0,0,0,180.69958996443177,1023.7186000152071,-843.01901005077536,40000,0,0,0,null,0,-843.01901005077536,843.01901005077536,1,14.25,5]
["2010-05-03T18:29:59.660",28.945389048600365,96.50392708803362,0,0,0,0,null,null,9.7375821029023122,194.75164205804623,null,0,0,0,0,0,96.50392708803362,194.75164205804623,-98.247714970012609,40000,0,0,0,null,0,-98.247714970012609,98.247714970012609,1,18.5,5]
["2010-05-04T03:14:59.660",14.499445738351564,48.341152091664114,114.15525114155253,380.47945205479459,53.763440860212235,179.19354838708739,null,null,0,0,null,0,0,0,0,0,608.01415253354617,0,608.01415253354617,30931.878701924601,620.42260462606748,608.01415253354617,0,null,0,0,0,0.77329696754811506,3.25,5]
["2010-05-04T12:59:59.660",15.944040408342662,53.157430721414435,0,0,0,0,null,null,20.522139788008246,410.44279576016493,null,0,0,0,0,0,53.157430721414435,410.44279576016493,-357.28536503875051,29219.16412718227,-350.13965773797548,-357.28536503875051,357.28536503875051,null,0,0,0,0.73047910317955678,13,5]
["2010-05-04T19:59:59.660",45.424464106349141,151.44516333056805,0,0,0,0,null,null,0.57364951026127464,11.472990205225493,null,0,0,0,0,0,151.44516333056805,11.472990205225493,139.97217312534255,34349.382662667034,142.82874808708425,139.97217312534255,0,null,0,0,0,0.85873456656667591,20,5]
["2010-05-05T04:44:59.660",15.301998908812088,51.016864361979501,114.15525114155253,380.47945205479459,53.763440860212235,179.19354838708739,null,null,0,0,null,0,0,0,0,0,610.6898648038615,0,610.6898648038615,21501.196508663968,623.15292326924646,610.6898648038615,0,null,0,0,0,0.53752991271659922,4.75,5]
["2010-05-05T17:29:59.660",12.626823867254501,42.097830773426509,0,0,0,0,null,null,11.553781134215274,231.07562268430547,null,0,0,0,0,0,42.097830773426509,231.07562268430547,-188.97779191087898,30047.719414329924,-185.19823607266139,-188.97779191087898,188.97779191087898,null,0,0,0,0.75119298535824808,17.5,5]
["2010-05-06T02:14:59.660",15.248495882533643,50.838485272367166,114.15525114155253,380.47945205479459,53.763440860212235,179.19354838708739,null,null,0,0,null,0,0,0,0,0,610.51148571424915,0,610.51148571424915,22845.987741936991,622.97090379005022,610.51148571424915,0,null,0,0,0,0.57114969354842482,2.25,5]
["2010-05-06T08:29:59.660",16.158055105551057,53.870955721907222,0,0,0,0,null,null,8.4638525734635941,169.2770514692719,null,0,0,0,0,0,53.870955721907222,{"$f":"K12038+M12038+O12038+Q12038","v":169.2770514692719},-115.40609574736467,{"$f":"U12037-V12037","v":13538.525207926596},-113.09797383241738,-115.40609574736467,115.40609574736467,null,0,0,0,0.33846313019816487,8.5,5]
["2010-05-06T18:59:59.660",78.864146443150005,262.93306424146215,0,0,0,0,null,null,15.849112696513025,316.98225393026053,null,0,0,0,0,0,262.93306424146215,316.98225393026053,-54.049189688798378,29590.787840958255,-52.968205895022408,-54.049189688798378,54.049189688798378,null,0,0,0,0.73976969602395637,19,5]
["2010-05-07T03:44:59.660",19.421767424009406,64.752172591647366,114.15525114155253,380.47945205479459,53.763440860212235,179.19354838708739,null,null,0,0,null,0,0,0,0,0,624.42517303352929,0,624.42517303352929,18958.910250039906,637.16854391176457,624.42517303352929,0,null,0,0,0,0.47397275625099761,3.75,5]
["2010-05-07T07:59:59.660",51.470359114057118,171.60217728626642,0,0,0,0,null,null,12.000867094238396,240.01734188476792,null,0,0,0,0,0,171.60217728626642,240.01734188476792,-68.415164598501491,13319.670384984332,-67.046861306531454,-68.415164598501491,68.415164598501491,null,0,0,0,0.33299175962460831,8,5]
["2010-05-07T16:44:59.660",23.862557885323387,79.557767989668179,0,0,0,0,null,null,62.829926236059428,1256.5985247211886,null,0,0,0,0,0,79.557767989668179,1256.5985247211886,-1177.0407567315203,40000,0,0,0,null,0,-1177.0407567315203,1177.0407567315203,1,16.75,5]
["2010-05-08T03:59:59.660",24.451095561007939,81.519952600400472,114.15525114155253,380.47945205479459,53.763440860212235,179.19354838708739,null,null,0,0,null,0,0,0,0,0,641.1929530422824,0,641.1929530422824,27016.113284554442,654.27852351253307,641.1929530422824,0,null,0,0,0,0.67540283211386098,4,5]
["2010-05-08T09:29:59.660",13.322368991239202,44.416778216791499,0,0,0,0,null,null,119.64043751140285,2392.8087502280569,null,0,0,0,0,0,44.416778216791499,2392.8087502280569,-2348.3919720112654,30167.001039835002,-2301.42413257104,-2348.3919720112654,2348.3919720112654,null,0,0,0,0.75417502599587505,9.5,5]
["2010-05-08T18:14:59.660",32.048591490655802,106.85000402984645,0,0,0,0,null,null,40.93506347674267,818.7012695348534,null,0,0,0,0,0,106.85000402984645,818.7012695348534,-711.85126550500695,40000,0,0,0,null,0,-711.85126550500695,711.85126550500695,1,18.25,5]
["2010-05-09T06:59:59.660",17.495642526633905,58.33047218379744,0,0,0,0,null,null,32.034385233230928,640.68770466461854,null,0,0,0,0,0,58.33047218379744,640.68770466461854,-582.35723248082104,23617.42915193304,-570.71008783120465,-582.35723248082104,582.35723248082104,null,0,0,0,0.59043572879832595,7,5]
["2010-05-09T11:14:59.660",17.97717335219399,59.935895956214765,0,0,0,0,null,null,95.719908884277373,1914.3981776855476,null,0,0,0,0,0,59.935895956214765,1914.3981776855476,-1854.4622817293327,40000,0,0,0,null,0,-1854.4622817293327,1854.4622817293327,1,11.25,5]
["2010-05-09T23:29:59.660",36.007849930058313,120.05017166681442,0,0,0,0,null,null,0,0,null,0,0,0,0,0,120.05017166681442,0,120.05017166681442,38076.539163822068,122.5001751702188,120.05017166681442,0,null,0,0,0,0.95191347909555168,23.5,5]
["2010-05-10T08:29:59.660",35.57982173199288,118.62312565446426,0,0,0,0,null,null,37.720284640429938,754.40569280859881,null,0,0,0,0,0,118.62312565446426,{"$f":"K12422+M12422+O12422+Q12422","v":754.40569280859881},-635.78256715413454,{"$f":"U12421-V12421","v":24586.906023354044},-623.06691581105179,-635.78256715413454,635.78256715413454,null,0,0,0,0.61467265058385112,8.5,5]
["2010-05-10T17:14:59.660",28.677871524505417,95.612023662701063,0,0,0,0,null,null,46.381405531403132,927.62811062806259,null,0,0,0,0,0,95.612023662701063,927.62811062806259,-832.01608696536152,40000,0,0,0,null,0,-832.01608696536152,832.01608696536152,1,17.25,5]
["2010-05-10T21:29:59.660",42.160751389106984,140.56394513128268,0,0,0,0,null,null,0,0,null,0,0,0,0,0,140.56394513128268,0,140.56394513128268,39007.278447715187,143.43259707273742,140.56394513128268,0,null,0,0,0,0.9751819611928797,21.5,5]
["2010-05-11T10:14:59.660",16.051046460899549,53.514188900639098,0,0,0,0,null,null,82.119650129466834,1642.3930025893367,null,0,0,0,0,0,53.514188900639098,1642.3930025893367,-1588.8788136886976,31539.280748980254,-1557.1012374149236,-1588.8788136886976,1588.8788136886976,null,0,0,0,0.78848201872450641,10.25,5]
["2010-05-11T18:59:59.660",29.961955121742239,99.893158375888632,0,0,0,0,null,null,10.849501920753605,216.99003841507209,null,0,0,0,0,0,99.893158375888632,216.99003841507209,-117.09688003918346,40000,0,0,0,null,0,-117.09688003918346,117.09688003918346,1,19,5]
["2010-05-11T22:59:59.660",22.578473490518977,75.276630617390268,0,0,0,0,null,null,0,0,null,0,0,0,0,0,75.276630617390268,0,75.276630617390268,38785.576794892018,76.812888385092108,75.276630617390268,0,null,0,0,0,0.9696394198723004,23,5]
["2010-05-12T07:44:59.660",134.98930872181052,450.05435527851625,0,0,0,0,null,null,23.776477863118394,475.52955726236792,null,0,0,0,0,0,450.05435527851625,475.52955726236792,-25.475201983851662,23957.595214485795,-24.965697944174629,-25.475201983851662,25.475201983851662,null,0,0,0,0.59893988036214485,7.75,5]
["2010-05-12T20:29:59.660",28.99889207487881,96.682306177645955,0,0,0,0,null,null,5.7356716128426121E-3,0.11471343225685224,null,0,0,0,0,0,96.682306177645955,0.11471343225685224,96.567592745389106,39140.022878059208,98.538359944274603,96.567592745389106,0,null,0,0,0,0.97850057195148021,20.5,5]
["2010-05-13T00:44:59.660",29.480423698006472,98.287732609153579,114.15525114155253,380.47945205479459,53.763440860212235,179.19354838708739,null,null,0,0,null,0,0,0,0,0,657.9607330510355,0,657.9607330510355,36219.058299439283,671.38850311330157,657.9607330510355,0,null,0,0,0,0.90547645748598216,0.75,5]
["2010-05-13T06:14:59.660",12.840836969327746,42.811350455738705,0,0,0,0,null,null,2.733112495010952,54.662249900219038,null,0,0,0,0,0,42.811350455738705,54.662249900219038,-11.850899444480333,22325.201632291213,-11.613881455590727,-11.850899444480333,11.850899444480333,null,0,0,0,0.55813004080728035,6.25,5]
["2010-05-13T13:29:59.660",26.270214405826561,87.584894829025757,0,0,0,0,null,null,81.114846775392252,1622.2969355078451,null,0,0,0,0,0,87.584894829025757,1622.2969355078451,-1534.7120406788194,40000,0,0,0,null,0,-1534.7120406788194,1534.7120406788194,1,13.5,5]
["2010-05-14T02:14:59.660",18.886732973995194,62.968367735299978,114.15525114155253,380.47945205479459,53.763440860212235,179.19354838708739,null,null,0,0,null,0,0,0,0,0,622.6413681771819,0,622.6413681771819,32608.777959070023,635.3483348746754,622.6413681771819,0,null,0,0,0,0.81521944897675058,2.25,5]
["2010-05-14T10:59:59.660",13.482879266425899,44.951919474263946,0,0,0,0,null,null,96.34961039566636,1926.9922079133271,null,0,0,0,0,0,44.951919474263946,1926.9922079133271,-1882.0402884390633,36936.339928917107,-1844.3994826702819,-1882.0402884390633,1882.0402884390633,null,0,0,0,0.92340849822292759,11,5]
["2010-05-14T15:14:59.660",114.39046475008068,381.37780947676902,0,0,0,0,null,null,81.710863105798438,1634.2172621159689,null,0,0,0,0,0,381.37780947676902,1634.2172621159689,-1252.8394526391999,40000,0,0,0,null,0,-1252.8394526391999,1252.8394526391999,1,15.25,5]
["2010-05-14T23:59:59.660",19.582277699196105,65.287313849119812,0,0,0,{"$f":"F12868*$G$2","v":0},null,null,0,0,null,0,0,0,0,0,65.287313849119812,0,65.287313849119812,38202.133687097114,66.619708009305938,65.287313849119812,0,null,0,0,0,{"$f":"U12868*(1-bat_soc*0.01)/bat_cap_use/1000+bat_soc*0.01","v":0.95505334217742777},0,5]
["2010-05-15T11:44:59.660",12.733830916770863,42.454592276514056,0,0,0,0,null,null,98.442579550746714,1968.8515910149342,null,0,0,0,0,0,42.454592276514056,1968.8515910149342,-1926.3969987384203,40000,0,0,0,null,0,-1926.3969987384203,1926.3969987384203,1,11.75,5]
["2010-05-15T16:44:59.660",19.903298648353285,66.357597693609861,0,0,0,0,null,null,55.66283834094466,1113.2567668188931,null,0,0,0,0,0,66.357597693609861,1113.2567668188931,-1046.8991691252832,40000,0,0,0,null,0,-1046.8991691252832,1046.8991691252832,1,16.75,5]
["2010-05-16T01:29:59.660",22.524970264848637,75.098250863005362,114.15525114155253,380.47945205479459,53.763440860212235,179.19354838708739,null,null,0,0,null,0,0,0,0,0,634.7712513048873,0,634.7712513048873,32907.469442943438,647.72576663764016,634.7712513048873,0,null,0,0,0,0.822686736073586,1.5,5]
["2010-05-16T14:14:59.660",14.071418138461814,46.914108073631688,0,0,0,0,null,null,81.718669353981028,1634.3733870796204,null,0,0,0,0,0,46.914108073631688,1634.3733870796204,-1587.4592790059887,40000,0,0,0,null,0,-1587.4592790059887,1587.4592790059887,1,14.25,5]
["2010-05-16T18:29:59.660",84.589020501700801,282.01979435267049,0,0,0,0,null,null,19.744432329949817,394.88864659899633,null,0,0,0,0,0,282.01979435267049,394.88864659899633,-112.86885224632584,40000,0,0,0,null,0,-112.86885224632584,112.86885224632584,1,18.5,5]
["2010-05-17T07:14:59.660",14.766963661230299,49.233056846541821,0,0,0,0,null,null,16.747619887342484,334.95239774684967,null,0,0,0,0,0,49.233056846541821,334.95239774684967,-285.71934090030783,21851.231943220693,-280.00495408230165,-285.71934090030783,285.71934090030783,null,0,0,0,0.54628079858051726,7.25,5]
["2010-05-17T15:44:59.660",57.890777698416919,193.00785284652201,0,0,0,0,null,null,62.93332150244332,1258.6664300488665,null,0,0,0,0,0,193.00785284652201,1258.6664300488665,-1065.6585772023445,40000,0,0,0,null,0,-1065.6585772023445,1065.6585772023445,1,15.75,5]
["2010-05-18T00:29:59.660",28.142836476315523,93.828216812035961,114.15525114155253,380.47945205479459,53.763440860212235,179.19354838708739,null,null,0,0,null,0,0,0,0,0,653.50121725391796,0,653.50121725391796,36614.152717221405,666.83797678971223,653.50121725391796,0,null,0,0,0,0.91535381793053516,0.5,5]
["2010-05-18T04:44:59.660",15.409004761977084,51.373621876431599,114.15525114155253,380.47945205479459,53.763440860212235,179.19354838708739,null,null,0,0,null,0,0,0,0,0,611.04662231831355,0,611.04662231831355,25802.673832829656,623.51696154929959,611.04662231831355,0,null,0,0,0,0.64506684582074136,4.75,5]
["2010-05-18T17:29:59.660",86.675656272438715,288.97663801231067,0,0,0,0,null,null,36.232746884734865,724.65493769469731,null,0,0,0,0,0,288.97663801231067,724.65493769469731,-435.67829968238664,40000,0,0,0,null,0,-435.67829968238664,435.67829968238664,1,17.5,5]
["2010-05-19T02:44:59.660",25.628172507512208,85.444327140045701,114.15525114155253,380.47945205479459,53.763440860212235,179.19354838708739,null,null,0,0,null,0,0,0,0,0,645.11732758192761,0,645.11732758192761,31210.484515144144,658.2829873284976,645.11732758192761,0,null,0,0,0,0.78026211287860359,2.75,5]
["2010-05-19T06:14:59.660",13.857404637604779,46.200587061774335,0,0,0,0,null,null,2.733112495010952,54.662249900219038,null,0,0,0,0,0,46.200587061774335,54.662249900219038,-8.4616628384447026,22159.146714994098,-8.2924295816758082,-8.4616628384447026,8.4616628384447026,null,0,0,0,0.5539786678748525,6.25,5]
["2010-05-19T14:59:59.660",54.787574857577702,182.66177457516406,0,0,0,0,null,null,88.690347882377907,1773.8069576475582,null,0,0,0,0,0,182.66177457516406,1773.8069576475582,-1591.145183072394,40000,0,0,0,null,0,-1591.145183072394,1591.145183072394,1,15,5]
["2010-05-20T03:44:59.660",19.261257348214606,64.217031998947505,114.15525114155253,380.47945205479459,53.763440860212235,179.19354838708739,null,null,0,0,null,0,0,0,0,0,623.89003244082949,0,623.89003244082949,28630.386294469474,636.62248208247911,623.89003244082949,0,null,0,0,0,0.71575965736173675,3.75,5]
["2010-05-20T07:59:59.660",59.121358269375321,197.11060847009733,0,0,0,{"$f":"F13380*$G$2","v":0},null,null,26.510859311331465,530.21718622662934,null,0,0,0,0,0,197.11060847009733,530.21718622662934,-333.10657775653203,23860.550446778678,-326.44444620140138,-333.10657775653203,333.10657775653203,null,0,0,0,{"$f":"U13380*(1-bat_soc*0.01)/bat_cap_use/1000+bat_soc*0.01","v":0.59651376116946697},8,5]
["2010-05-20T22:14:59.660",48.63467399670472,162.14800310501354,0,0,0,0,null,null,0,0,null,0,0,0,0,0,162.14800310501354,0,162.14800310501354,37221.99626844978,165.45714602552403,162.14800310501354,0,null,0,0,0,0.93054990671124449,22.25,5]
["2010-05-21T05:14:59.660",16.586082705440809,55.297999739939655,114.15525114155253,380.47945205479459,53.763440860212235,179.19354838708739,null,null,0,0,null,0,0,0,0,0,614.97100018182164,0,614.97100018182164,23680.827068737253,627.52142875696086,614.97100018182164,0,null,0,0,0,0.59202067671843128,5.25,5]
["2010-05-21T09:29:59.660",13.750397189304634,45.843824229141653,0,0,0,0,null,null,65.763890693312362,1315.2778138662472,null,0,0,0,0,0,45.843824229141653,1315.2778138662472,-1269.4339896371057,26675.706617495354,-1244.0453098443636,-1269.4339896371057,1269.4339896371057,null,0,0,0,0.66689266543738379,9.5,5]
["2010-05-21T18:14:59.660",23.060004116687185,76.882053725035078,0,0,0,0,null,null,25.332668273305732,506.65336546611462,null,0,0,0,0,0,76.882053725035078,506.65336546611462,-429.77131174107956,40000,0,0,0,null,0,-429.77131174107956,429.77131174107956,1,18.25,5]
["2010-05-22T06:59:59.660",15.62301945918548,52.087146876924393,0,0,0,0,null,null,12.757220745585522,255.14441491171044,null,0,0,0,0,0,52.087146876924393,255.14441491171044,-203.05726803478603,22909.768855076978,-198.99612267409032,-203.05726803478603,203.05726803478603,null,0,0,0,0.57274422137692438,7,5]
["2010-05-22T09:29:59.660",70.036070341327559,233.50025851798608,0,0,0,0,null,null,65.763890693312362,1315.2778138662472,null,0,0,0,0,0,233.50025851798608,1315.2778138662472,-1081.7775553482611,27739.129879583044,-1060.1420042412958,-1081.7775553482611,1081.7775553482611,null,0,0,0,0.69347824698957605,9.5,5]
["2010-05-22T19:44:59.660",33.011654537519235,110.06085622808914,0,0,0,0,null,null,2.3901765243742714,47.803530487485432,null,0,0,0,0,0,110.06085622808914,47.803530487485432,62.257325740603704,39698.319213934199,63.527883408779289,62.257325740603704,0,null,0,0,0,0.99245798034835497,19.75,5]
["2010-05-23T08:29:59.660",12.680326694141053,42.276209198266272,0,0,0,0,null,null,37.720284640429938,754.40569280859881,null,0,0,0,0,0,42.276209198266272,754.40569280859881,-712.1294836103325,23972.331297811768,-697.88689393812581,-712.1294836103325,712.1294836103325,null,0,0,0,0.59930828244529422,8.5,5]
["2010-05-23T17:14:59.660",50.881820441413097,169.63998935167126,0,0,0,0,null,null,46.381405531403132,927.62811062806259,null,0,0,0,0,0,169.63998935167126,927.62811062806259,-757.98812127639133,40000,0,0,0,null,0,-757.98812127639133,757.98812127639133,1,17.25,5]
["2010-05-23T21:29:59.660",97.911389492940003,326.43657256946199,0,0,0,0,null,null,0,0,null,0,0,0,0,0,326.43657256946199,0,326.43657256946199,38756.927597738329,333.0985434382265,326.43657256946199,0,null,0,0,0,0.96892318994345827,21.5,5]
["2010-05-24T04:59:59.660",12.894340992565663,42.989732869213924,114.15525114155253,380.47945205479459,53.763440860212235,179.19354838708739,null,null,0,0,null,0,0,0,0,0,602.66273331109596,0,602.66273331109596,25099.723769341763,614.96197276642442,602.66273331109596,0,null,0,0,0,0.62749309423354405,5,5]
["2010-05-24T18:44:59.660",22.257452541361797,74.206346772900233,0,0,0,0,null,null,15.098804277904046,301.97608555808091,null,0,0,0,0,0,74.206346772900233,301.97608555808091,-227.76973878518066,40000,0,0,0,null,0,-227.76973878518066,227.76973878518066,1,18.75,5]
["2010-05-24T22:59:59.660",44.514904883331717,148.41269288102794,0,0,0,0,null,null,0,0,null,0,0,0,0,0,148.41269288102794,0,148.41269288102794,38837.998857352897,151.4415233479877,148.41269288102794,0,null,0,0,0,0.97094997143382233,23,5]
["2010-05-25T07:44:59.660",79.02465691772862,263.46820616370724,0,0,0,0,null,null,23.776477863118394,475.52955726236792,null,0,0,0,0,0,263.46820616370724,475.52955726236792,-212.06135109866068,23126.708242925375,-207.82012407668745,-212.06135109866068,212.06135109866068,null,0,0,0,0.57816770607313439,7.75,5]
["2010-05-25T20:29:59.660",26.323717830888793,87.763275248183234,0,0,0,0,null,null,5.7356716128426121E-3,0.11471343225685224,null,0,0,0,0,0,87.763275248183234,0.11471343225685224,87.648561815926385,39577.731829029457,89.43730797543509,87.648561815926385,0,null,0,0,0,0.98944329572573642,20.5,5]
["2010-05-25T23:29:59.660",28.249843127048088,94.184976985578331,0,0,0,0,null,null,0,0,null,0,0,0,0,0,94.184976985578331,0,94.184976985578331,37473.321365524062,96.107119373039112,94.184976985578331,0,null,0,0,0,0.93683303413810148,23.5,5]
["2010-05-26T09:14:59.660",13.910907464491325,46.378965486614078,0,0,0,0,null,null,54.869829157842936,1097.3965831568587,null,0,0,0,0,0,46.378965486614078,1097.3965831568587,-1051.0176176702446,26801.927543050144,-1029.9972653168397,-1051.0176176702446,1051.0176176702446,null,0,0,0,0.67004818857625359,9.25,5]
["2010-05-26T21:59:59.660",112.57134650343774,375.31286924246143,0,0,0,0,null,null,0,0,null,0,0,0,0,0,375.31286924246143,0,375.31286924246143,39085.183457723833,382.9723155535321,375.31286924246143,0,null,0,0,0,0.97712958644309578,22,5]
["2010-05-27T06:44:59.660",11.984782965899605,39.95726640830928,0,0,0,0,null,null,9.2950034224292075,185.90006844858414,null,0,0,0,0,0,39.95726640830928,185.90006844858414,-145.94280204027484,22087.345098485064,-143.02394599946933,-145.94280204027484,145.94280204027484,null,0,0,0,0.55218362746212668,6.75,5]
["2010-05-27T10:59:59.660",14.07141813846181,46.914108073631674,0,0,0,0,null,null,96.34961039566636,1926.9922079133271,null,0,0,0,0,0,46.914108073631674,1926.9922079133271,-1880.0780998396954,36565.204019259894,-1842.4765378429015,-1880.0780998396954,1880.0780998396954,null,0,0,0,0.91413010048149734,11,5]
["2010-05-27T18:59:59.660",28.303347150286001,94.363359399053536,0,0,0,0,null,null,10.849501920753605,216.99003841507209,null,0,0,0,0,0,94.363359399053536,216.99003841507209,-122.62667901601856,40000,0,0,0,null,0,-122.62667901601856,122.62667901601856,1,19,5]
["2010-05-28T08:14:59.660",28.945389048600347,{"$f":"B14149*$C$2","v":96.503927088033564},0,{"$f":"D14149*$E$2","v":0},0,0,null,null,30.38876492074451,{"$f":"IF(J14149>(250*$J$2),250*$J$2*$K$2,J14149 * $K$2)","v":607.77529841489024},null,{"$f":"$M$2*L14149","v":0},0,{"$f":"N14149*$O$2","v":0},{"$f":"J14149*$K$2-K14149","v":0},{"$f":"P14149*$Q$2","v":0},{"$f":"C14149+E14149+G14149+I14149","v":96.503927088033564},607.77529841489024,{"$f":"R14149-S14149","v":-511.27137132685669},23712.929982163052,{"$f":"IF(T14149>0,              IF((U14149-T14149/$W$2)>0,T14149/$W$2,U14149),    IF((U14149-T14149*$V$2)<($U$2),T14149*$V$2,-$U$2+U14149))","v":-501.04594390031957},{"$f":"IF(T14149>0,IF((U14149-T14149/$W$2)>0,T14149,U14149*$W$2),IF((U14149-T14149*$V$2)<$U$2,T14149,(-$U$2+U14149)/$V$2))","v":-511.27137132685669},{"$f":"IF(W14149<0,-W14149,0)","v":511.27137132685669},null,{"$f":"IF(AA14149>0,AA14149,0)","v":0},{"$f":"T14149-W14149","v":0},{"$f":"IF(AA14149<0,-AA14149,0)","v":0},0.59282324955407628,{"$f":"MINUTE(A14149)/60 + HOUR(A14149)","v":8.25},{"$f":"MONTH(A14149)","v":5}]
["2010-05-28T12:29:59.660",11.663761019782958,38.886979239956382,0,0,0,0,null,null,113.5279250026917,2270.558500053834,null,0,0,0,0,0,38.886979239956382,2270.558500053834,-2231.6715208138776,40000,0,0,0,null,0,-2231.6715208138776,2231.6715208138776,1,12.5,5]
["2010-05-29T01:14:59.660",14.285433234454,47.627634403669639,114.15525114155253,380.47945205479459,53.763440860212235,179.19354838708739,null,null,0,0,null,0,0,0,0,0,607.3006348455516,0,607.3006348455516,36062.081832570017,619.6945253526037,607.3006348455516,0,null,0,0,0,0.90155204581425041,1.25,5]
["2010-05-29T01:29:59.660",15.034480587149565,50.124958277556651,114.15525114155253,380.47945205479459,53.763440860212235,179.19354838708739,null,null,0,0,null,0,0,0,0,0,609.79795871943861,0,609.79795871943861,35442.38730721741,622.24281501983535,609.79795871943861,0,null,0,0,0,0.88605968268043522,1.5,5]
["2010-05-29T14:29:59.660",77.09853122278551,257.04650309676691,0,0,0,0,null,null,135.11383022923283,2500,null,0,0,0,202.27660458465652,0,257.04650309676691,2500,-2242.9534969032329,40000,0,0,0,null,0,-2242.9534969032329,2242.9534969032329,1,14.5,5]
["2010-05-29T22:44:59.660",77.633566470367327,258.8303106122047,0,0,0,0,null,null,0,0,null,0,0,0,0,0,258.8303106122047,0,258.8303106122047,37607.115965542755,264.11256184918847,258.8303106122047,0,null,0,0,0,0.94017789913856886,22.75,5]
["2010-05-30T02:59:59.660",12.840836969327746,42.811350455738705,114.15525114155253,380.47945205479459,53.763440860212235,179.19354838708739,null,null,0,0,null,0,0,0,0,0,602.48435089762074,0,602.48435089762074,29530.890484285752,614.77994989553133,602.48435089762074,0,null,0,0,0,0.73827226210714381,3,5]
["2010-05-30T15:44:59.660",23.541535939206735,78.487480821315259,0,0,0,0,null,null,51.557583298873922,1031.1516659774784,null,0,0,0,0,0,78.487480821315259,1031.1516659774784,-952.66418515616317,40000,0,0,0,null,0,-952.66418515616317,952.66418515616317,1,15.75,5]
["2010-05-31T00:29:59.660",21.829424343296377,72.779300760550129,114.15525114155253,380.47945205479459,53.763440860212235,179.19354838708739,null,null,0,0,null,0,0,0,0,0,632.45230120243218,{"$f":"K14406+M14406+O14406+Q14406","v":0},632.45230120243218,{"$f":"U14405-V14405","v":36642.004158580348},645.35949102288998,632.45230120243218,0,null,0,0,0,0.9160501039645087,0.5,5]
["2010-05-31T09:59:59.660",18.833229548932959,62.789987316142486,0,0,0,0,null,null,49.480428669997238,989.60857339994482,null,0,0,0,0,0,62.789987316142486,989.60857339994482,-926.8185860838023,33920.267027710943,-908.28221436212618,-926.8185860838023,926.8185860838023,null,0,0,0,0.84800667569277355,10,5]
["2010-05-31T13:14:59.660",15.997544032796785,53.335811805344484,0,0,0,0,null,null,130.43738337207981,2500,null,0,0,0,108.74766744159615,0,53.335811805344484,2500,-2446.6641881946557,40000,0,0,0,null,0,-2446.6641881946557,2446.6641881946557,1,13.25,5]
["2010-06-01T01:59:59.660",27.019263353657283,90.082224021093381,114.15525114155253,380.47945205479459,20.833333333332241,69.437499999996362,null,null,0,0,null,0,0,0,0,0,539.99917607588441,0,539.99917607588441,33425.327193663245,551.01956742437187,539.99917607588441,0,null,0,0,0,0.83563317984158103,2,6]
["2010-06-01T06:14:59.660",15.676522884247712,52.265527296081871,0,0,0,0,null,null,1.5265107755708607,30.530215511417214,null,0,0,0,0,0,52.265527296081871,30.530215511417214,21.735311784664656,24547.032678543284,22.178889576188425,21.735311784664656,0,null,0,0,0,0.61367581696358209,6.25,6]
["2010-06-01T14:59:59.660",22.952998263522183,76.525296210582965,0,0,0,0,null,null,9.1341965221544985,182.68393044308996,null,0,0,0,0,0,76.525296210582965,182.68393044308996,-106.158634232507,35818.73649876874,-104.03546154785685,-106.158634232507,106.158634232507,null,0,0,0,0.89546841246921849,15,6]
["2010-06-02T03:44:59.660",15.3019985100283,51.016863032434351,114.15525114155253,380.47945205479459,20.833333333332241,69.437499999996362,null,null,0,0,null,0,0,0,0,0,500.9338150872253,0,500.9338150872253,29535.704822553871,511.15695417063807,500.9338150872253,0,null,0,0,0,0.7383926205638468,3.75,6]
["2010-06-02T07:14:59.660",15.997543634012997,53.335810475799335,0,0,0,0,null,null,3.6516645617929671,73.033291235859338,null,0,0,0,0,0,53.335810475799335,73.033291235859338,-19.697480760060003,24424.00188758715,-19.303531144858802,-19.697480760060003,19.697480760060003,null,0,0,0,0.61060004718967875,7.25,6]
["2010-06-02T16:29:59.660",131.40457525480315,438.10285389951372,0,0,0,0,null,null,13.652748085388076,273.05496170776155,null,0,0,0,0,0,438.10285389951372,{"$f":"K14662+M14662+O14662+Q14662","v":273.05496170776155},165.04789219175217,{"$f":"U14661-V14661","v":26675.395026514063},168.41621652219609,165.04789219175217,0,null,0,0,0,0.66688487566285148,16.5,6]
["2010-06-03T05:14:59.660",14.552949562197584,48.519533840366748,114.15525114155253,380.47945205479459,20.833333333332241,69.437499999996362,null,null,7.7066756708191134E-3,0.15413351341638226,null,0,0,0,0,0,498.43648589515772,0.15413351341638226,498.28235238174136,14097.863885007899,508.45137998136875,498.28235238174136,0,null,0,0,0,0.35244659712519744,5.25,6]
["2010-06-03T13:59:59.660",14.285432038102632,47.627630415034176,0,0,0,0,null,null,16.904144330726151,338.08288661452303,null,0,0,0,0,0,47.627630415034176,338.08288661452303,-290.45525619948887,20051.579944833906,-284.64615107549906,-290.45525619948887,290.45525619948887,null,0,0,0,0.50128949862084771,14,6]
["2010-06-03T18:14:59.660",57.355743248402725,191.22404799017468,0,0,0,0,null,null,7.5490458638334133,150.98091727666827,null,0,0,0,0,0,191.22404799017468,150.98091727666827,40.243130713506417,24150.622585597361,41.064419095414713,40.243130713506417,0,null,0,0,0,0.60376556463993403,18.25,6]
["2010-06-04T02:44:59.660",16.746592980627504,55.833140997412102,114.15525114155253,380.47945205479459,20.833333333332241,69.437499999996362,null,null,0,0,null,0,0,0,0,0,505.75009305220306,0,505.75009305220306,17653.964257848154,516.07152352265621,505.75009305220306,0,null,0,0,0,0.44134910644620384,2.75,6]
["2010-06-04T15:29:59.660",14.392439486402782,47.98439324766688,0,0,0,0,null,null,155.55514154628258,2500,null,0,0,0,611.10283092565169,0,47.98439324766688,2500,-2452.015606752333,40000,0,0,0,null,0,-2452.015606752333,2452.015606752333,1,15.5,6]
["2010-06-04T19:44:59.660",91.009439484844393,303.42547124247119,0,0,0,0,null,null,24.735464281152247,494.70928562304493,null,0,0,0,0,0,303.42547124247119,494.70928562304493,-191.28381438057374,40000,0,0,0,null,0,-191.28381438057374,191.28381438057374,1,19.75,6]
["2010-06-05T08:29:59.660",68.430965396149759,228.14883863076329,0,0,0,0,null,null,113.9805147298391,2279.6102945967818,null,0,0,0,0,0,228.14883863076329,{"$f":"K14918+M14918+O14918+Q14918","v":2279.6102945967818},-2051.4614559660185,{"$f":"U14917-V14917","v":38729.419689305876},-1270.5803106941239,-1296.510521116453,1296.510521116453,null,0,-754.95093484956556,754.95093484956556,0.96823549223264693,8.5,6]
["2010-06-05T17:14:59.660",16.586082306657023,55.297998410394513,0,0,0,0,null,null,120.12571409454421,2402.5142818908844,null,0,0,0,0,0,55.297998410394513,2402.5142818908844,-2347.2162834804899,40000,0,0,0,null,0,-2347.2162834804899,2347.2162834804899,1,17.25,6]
["2010-06-05T22:14:59.660",18.405201350867532,61.362941303792354,0,0,0,0,null,null,0,0,null,0,0,0,0,0,61.362941303792354,0,61.362941303792354,39566.939041232145,62.615246228359545,61.362941303792354,0,null,0,0,0,0.98917347603080363,22.25,6]
["2010-06-06T05:59:59.660",13.054851666536141,43.524875456231499,114.15525114155253,380.47945205479459,20.833333333332241,69.437499999996362,null,null,14.273158287518402,285.46316575036803,null,0,0,0,0,0,493.44182751102244,285.46316575036803,207.9786617606544,27799.103484427455,212.22312424556571,207.9786617606544,0,null,0,0,0,0.69497758711068636,6,6]
["2010-06-06T18:44:59.660",24.076571386180419,80.271289001525517,0,0,0,0,null,null,24.388131771324254,487.76263542648508,null,0,0,0,0,0,80.271289001525517,487.76263542648508,-407.49134642495954,40000,0,0,0,null,0,-407.49134642495954,407.49134642495954,1,18.75,6]
["2010-06-06T22:59:59.660",27.71480847764197,92.401171464458329,0,0,0,0,null,null,0,0,null,0,0,0,0,0,92.401171464458329,0,92.401171464458329,37001.215608893224,94.286909657610536,92.401171464458329,0,null,0,0,0,0.92503039022233069,23,6]
["2010-06-07T07:44:59.660",13.964410889553562,46.557345905771577,0,0,0,0,null,null,28.325072429039018,566.50144858078033,null,0,0,0,0,0,46.557345905771577,566.50144858078033,-519.94410267500871,25837.532807826552,-509.54522062150852,-519.94410267500871,519.94410267500871,null,0,0,0,0.64593832019566377,7.75,6]
["2010-06-07T17:44:59.660",22.631976317405538,75.45500904223006,0,0,0,0,null,null,96.316343576235738,1926.3268715247148,null,0,0,0,0,0,75.45500904223006,1926.3268715247148,-1850.8718624824846,40000,0,0,0,null,0,-1850.8718624824846,1850.8718624824846,1,17.75,6]
["2010-06-08T04:59:59.660",12.894342188917026,42.989736857849365,114.15525114155253,380.47945205479459,20.833333333332241,69.437499999996362,null,null,0.32198171018296845,6.4396342036593692,null,0,0,0,0,0,492.90668891264033,6.4396342036593692,486.46705470898098,27579.175250655684,496.3949537846745,486.46705470898098,0,null,0,0,0,0.68947938126639208,5,6]
["2010-06-08T09:14:59.660",38.415507048737197,128.07730050048983,0,0,0,0,null,null,114.02269602907035,2280.4539205814071,null,0,0,0,0,0,128.07730050048983,2280.4539205814071,-2152.3766200809173,36140.315758874385,-2109.3290876792989,-2152.3766200809173,2152.3766200809173,null,0,0,0,0.9035078939718596,9.25,6]
["2010-06-08T21:59:59.660",128.35487623780992,427.93515737685829,0,0,0,0,null,null,0,0,null,0,0,0,0,0,427.93515737685829,0,427.93515737685829,38613.545732442268,436.66852793556967,427.93515737685829,0,null,0,0,0,0.96533864331105668,22,6]
["2010-06-09T06:44:59.660",13.536383688447593,45.130303217284279,0,0,0,0,null,null,43.60731922958562,872.14638459171238,null,0,0,0,0,0,45.130303217284279,872.14638459171238,-827.01608137442804,26726.936348762541,-810.4757597469395,-827.01608137442804,827.01608137442804,null,0,0,0,0.66817340871906361,6.75,6]
["2010-06-09T13:14:59.660",14.338935861948656,47.806012163736817,0,0,0,0,null,null,203.64548027736589,2500,null,0,0,0,1572.9096055473178,0,47.806012163736817,2500,-2452.1939878362632,40000,0,0,0,null,0,-2452.1939878362632,2452.1939878362632,1,13.25,6]
["2010-06-09T23:29:59.660",15.997544431580575,53.335813134889641,0,0,0,0,null,null,0,0,null,0,0,0,0,0,53.335813134889641,0,53.335813134889641,39039.261431017308,54.424299117234327,53.335813134889641,0,null,0,0,0,0.97598153577543267,23.5,6]
["2010-06-10T08:14:59.660",19.689285346888152,65.644077346525094,0,0,0,0,null,null,110.76788001807439,2215.357600361488,null,0,0,0,0,0,65.644077346525094,2215.357600361488,-2149.7135230149629,33595.745623030307,-2106.7192525546634,-2149.7135230149629,2149.7135230149629,null,0,0,0,0.83989364057575766,8.25,6]
["2010-06-10T12:29:59.660",195.76927536142588,652.69476405499393,0,0,0,0,null,null,191.64085111473551,2500,null,0,0,0,1332.8170222947101,0,652.69476405499393,2500,-1847.3052359450062,40000,0,0,0,null,0,-1847.3052359450062,1847.3052359450062,1,12.5,6]
["2010-06-10T21:14:59.660",20.491837121605414,68.319784963432454,0,0,0,0,null,null,0,0,null,0,0,0,0,0,68.319784963432454,0,68.319784963432454,39878.688326179021,69.714066289216788,68.319784963432454,0,null,0,0,0,0.99696720815447559,21.25,6]
["2010-06-11T08:44:59.660",13.001349238433377,43.346498360936884,0,0,0,0,null,null,93.15387018226204,1863.0774036452408,null,0,0,0,0,0,43.346498360936884,1863.0774036452408,-1819.7309052843038,35249.752862218309,-1783.3362871786178,-1819.7309052843038,1819.7309052843038,null,0,0,0,0.88124382155545777,8.75,6]
["2010-06-11T13:59:59.660",17.60264798101511,58.687228368704382,0,0,0,0,null,null,197.33725475980759,2500,null,0,0,0,1446.7450951961519,0,58.687228368704382,2500,-2441.3127716312956,40000,0,0,0,null,0,-2441.3127716312956,2441.3127716312956,1,14,6]
["2010-06-11T22:44:59.660",26.537731929921513,88.476798254358329,0,0,0,0,null,null,0,0,null,0,0,0,0,0,88.476798254358329,0,88.476798254358329,39134.938636414125,90.282447198324832,88.476798254358329,0,null,0,0,0,0.97837346591035312,22.75,6]
["2010-06-12T11:29:59.660",11.82427149436155,39.422121162201407,0,0,0,0,null,null,187.02444589380258,2500,null,0,0,0,1240.4889178760513,0,39.422121162201407,2500,-2460.5778788377984,40000,0,0,0,null,0,-2460.5778788377984,2460.5778788377984,1,11.5,6]
["2010-06-12T20:14:59.660",89.40433434027473,298.07405069047593,0,0,0,0,null,null,1.0138268438432614,20.276536876865229,null,0,0,0,0,0,298.07405069047593,20.276536876865229,277.79751381361069,39663.383296527136,283.46685083021498,277.79751381361069,0,null,0,0,0,0.99158458241317837,20.25,6]
["2010-06-13T04:14:59.660",14.178425985545747,47.27087223580952,114.15525114155253,380.47945205479459,20.833333333332241,69.437499999996362,null,null,0,0,null,0,0,0,0,0,497.18782429060047,0,497.18782429060047,26955.943614022741,507.33451458224539,497.18782429060047,0,null,0,0,0,0.67389859035056854,4.25,6]
["2010-06-13T12:59:59.660",37.398940776203411,124.68806854786217,0,0,0,0,null,null,78.502066360575455,1570.041327211509,null,0,0,0,0,0,124.68806854786217,1570.041327211509,-1445.3532586636468,40000,0,0,0,null,0,-1445.3532586636468,1445.3532586636468,1,13,6]
["2010-06-13T13:14:59.660",38.790031422956588,129.32596476413727,0,0,0,0,null,null,81.086159031189311,1621.7231806237862,null,0,0,0,0,0,129.32596476413727,1621.7231806237862,-1492.3972158596489,40000,0,0,0,null,0,-1492.3972158596489,1492.3972158596489,1,13.25,6]
["2010-06-14T01:59:59.660",16.586081907873229,55.297997080849349,114.15525114155253,380.47945205479459,20.833333333332241,69.437499999996362,null,null,0,0,null,0,0,0,0,0,505.21494913564032,0,505.21494913564032,32537.650069842806,515.52545830167378,505.21494913564032,0,null,0,0,0,0.81344125174607018,2,6]
["2010-06-14T06:14:59.660",14.873971109530444,49.589819679174504,0,0,0,0,null,null,8.2014152514047112,164.02830502809422,null,0,0,0,0,0,49.589819679174504,164.02830502809422,-114.43848534891973,24193.611895401347,-112.14971564194133,-114.43848534891973,114.43848534891973,null,0,0,0,0.60484029738503364,6.25,6]
["2010-06-14T15:29:59.660",14.392439287010886,47.984392582894294,0,0,0,0,null,null,90.225105433233949,1804.5021086646789,null,0,0,0,0,0,47.984392582894294,1804.5021086646789,-1756.5177160817846,40000,0,0,0,null,0,-1756.5177160817846,1756.5177160817846,1,15.5,6]
["2010-06-15T03:29:59.660",14.231929011824192,47.449251325421855,114.15525114155253,380.47945205479459,20.833333333332241,69.437499999996362,null,null,0,0,null,0,0,0,0,0,497.36620338021282,0,497.36620338021282,31554.866798060088,507.51653406144169,497.36620338021282,0,null,0,0,0,0.78887166995150226,3.5,6]
["2010-06-15T12:14:59.660",14.338934864989183,47.806008839873932,0,0,0,0,null,null,37.629325320585131,752.58650641170266,null,0,0,0,0,0,47.806008839873932,752.58650641170266,-704.78049757182873,36545.063724171217,-690.68488762039215,-704.78049757182873,704.78049757182873,null,0,0,0,0.9136265931042804,12.25,6]
["2010-06-15T16:29:59.660",20.919864721495163,69.746828981464873,0,0,0,0,null,null,68.445386511961672,1368.9077302392334,null,0,0,0,0,0,69.746828981464873,1368.9077302392334,-1299.1609012577685,40000,0,0,0,null,0,-1299.1609012577685,1299.1609012577685,1,16.5,6]
["2010-06-16T05:14:59.660",13.215361941722842,44.060016713703952,114.15525114155253,380.47945205479459,20.833333333332241,69.437499999996362,null,null,0,0,null,0,0,0,0,0,493.97696876849488,0,493.97696876849488,28574.36850292754,504.05813139642333,493.97696876849488,0,null,0,0,0,0.71435921257318857,5.25,6]
["2010-06-16T10:59:59.660",13.803901611326337,46.022207972162008,0,0,0,0,null,null,18.94747736779836,378.94954735596718,null,0,0,0,0,0,46.022207972162008,378.94954735596718,-332.92733938380519,28158.186495832146,-326.26879259612906,-332.92733938380519,332.92733938380519,null,0,0,0,0.70395466239580362,11,6]
["2010-06-16T17:59:59.660",12.305803117489214,41.027547593709038,0,0,0,0,null,null,3.3982715453809109,67.965430907618213,null,0,0,0,0,0,41.027547593709038,67.965430907618213,-26.937883313909175,34311.01230117122,-26.399125647630992,-26.937883313909175,26.937883313909175,null,0,0,0,0.85777530752928055,18,6]
["2010-06-17T06:44:59.660",11.235734217460781,37.459937881014241,0,0,0,0,null,null,8.2385045274717772,164.77009054943554,null,0,0,0,0,0,37.459937881014241,164.77009054943554,-127.3101526684213,18912.268190064031,-124.76394961505287,-127.3101526684213,127.3101526684213,null,0,0,0,0.47280670475160075,6.75,6]
["2010-06-17T15:29:59.660",14.713459637992385,49.054674433066609,0,0,0,0,null,null,80.57618115909905,1611.5236231819811,null,0,0,0,0,0,49.054674433066609,1611.5236231819811,-1562.4689487489145,40000,0,0,0,null,0,-1562.4689487489145,1562.4689487489145,1,15.5,6]
["2010-06-17T19:44:59.660",25.03963423365197,83.482140534995665,0,0,0,0,null,null,3.1429404117003927,62.858808234007853,null,0,0,0,0,0,83.482140534995665,62.858808234007853,20.623332300987812,39223.321965322953,21.044216633661033,20.623332300987812,0,null,0,0,0,0.98058304913307381,19.75,6]
["2010-06-18T06:29:59.660",13.643390937355854,45.487065385144419,0,0,0,0,null,null,40.631052492455808,812.62104984911616,null,0,0,0,0,0,45.487065385144419,812.62104984911616,-767.13398446397173,26560.992210542961,-751.79130477469232,-767.13398446397173,767.13398446397173,null,0,0,0,0.6640248052635741,6.5,6]
["2010-06-18T16:59:59.660",12.412809369437996,41.384306437706279,0,0,0,0,null,null,10.789497713853109,215.78995427706218,null,0,0,0,0,0,41.384306437706279,215.78995427706218,-174.40564783935591,40000,0,0,0,null,0,-174.40564783935591,174.40564783935591,1,17,6]
["2010-06-18T21:14:59.660",21.508403792922977,71.709018245605208,0,0,0,0,null,null,0,0,null,0,0,0,0,0,71.709018245605208,0,71.709018245605208,39152.469556526798,73.172467597556334,71.709018245605208,0,null,0,0,0,0.97881173891316997,21.25,6]
["2010-06-19T05:59:59.660",14.178425586761959,47.270870906264371,114.15525114155253,380.47945205479459,20.833333333332241,69.437499999996362,null,null,1.5374209658032549,30.7484193160651,null,0,0,0,0,0,497.1878229610553,30.7484193160651,466.43940364499019,26635.034979857603,475.9585751479492,466.43940364499019,0,null,0,0,0,0.66587587449644003,6,6]
["2010-06-19T18:44:59.660",30.068962370650492,100.24992054374874,0,0,0,0,null,null,9.0936871035239655,181.8737420704793,null,0,0,0,0,0,100.24992054374874,181.8737420704793,-81.623821526730552,40000,0,0,0,null,0,-81.623821526730552,81.623821526730552,1,18.75,6]
["2010-06-20T03:29:59.660",14.445942712073119,48.162773002051779,114.15525114155253,380.47945205479459,20.833333333332241,69.437499999996362,null,null,0,0,null,0,0,0,0,0,498.07972505684273,0,498.07972505684273,31668.836922743962,508.24461740494155,498.07972505684273,0,null,0,0,0,0.79172092306859909,3.5,6]
["2010-06-20T11:59:59.660",16.104551281705039,53.692573973204603,0,0,0,0,null,null,67.158661068474501,1343.17322136949,null,0,0,0,0,0,53.692573973204603,1343.17322136949,-1289.4806473962853,36280.98094747759,-1263.6910344483597,-1289.4806473962853,1289.4806473962853,null,0,0,0,0.90702452368693975,12,6]
["2010-06-20T20:14:59.660",131.61858915444392,438.81637624091604,0,0,0,0,null,null,4.3281267460245125,86.562534920490251,null,0,0,0,0,0,438.81637624091604,86.562534920490251,352.25384132042581,39161.22067086865,359.44269522492431,352.25384132042581,0,null,0,0,0,0.97903051677171626,20.25,6]
["2010-06-21T04:59:59.660",14.178424589802489,47.2708675824015,114.15525114155253,380.47945205479459,20.833333333332241,69.437499999996362,null,null,0,0,null,0,0,0,0,0,497.18781963719243,0,497.18781963719243,26656.718928200036,507.33450983386984,497.18781963719243,0,null,0,0,0,0.66641797320500085,5,6]
["2010-06-21T09:14:59.660",7.2229713560365587,24.081386501025886,0,0,0,0,null,null,61.214868208203036,1224.2973641640608,null,0,0,0,0,0,24.081386501025886,1224.2973641640608,-1200.2159776630349,27469.446495850374,-1176.2116581097741,-1200.2159776630349,1200.2159776630349,null,0,0,0,0.68673616239625934,9.25,6]
["2010-06-21T21:59:59.660",34.83077298355407,116.12579712716928,0,0,0,0,null,null,0,0,null,0,0,0,0,0,116.12579712716928,0,116.12579712716928,38902.903130884617,118.49571135425437,116.12579712716928,0,null,0,0,0,0.97257257827211541,22,6]
["2010-06-22T07:29:59.660",17.65615200425303,58.865610782179601,0,0,0,0,null,null,10.143664637071293,202.87329274142587,null,0,0,0,0,0,58.865610782179601,202.87329274142587,-144.00768195924627,25256.937009999612,-141.12752832006134,-144.00768195924627,144.00768195924627,null,0,0,0,0.63142342524999029,7.5,6]
["2010-06-22T10:44:59.660",14.231929011824189,47.449251325421848,0,0,0,0,null,null,149.149251679093,2500,null,0,0,0,482.98503358186008,0,47.449251325421848,2500,-2452.5507486745782,40000,0,0,0,null,0,-2452.5507486745782,2452.5507486745782,1,10.75,6]
["2010-06-22T19:29:59.660",24.504599384853961,81.698334349103106,0,0,0,0,null,null,18.157505180405579,363.15010360811158,null,0,0,0,0,0,81.698334349103106,363.15010360811158,-281.45176925900847,40000,0,0,0,null,0,-281.45176925900847,281.45176925900847,1,19.5,6]
["2010-06-23T08:14:59.660",98.553431391254364,{"$f":"B16645*$C$2","v":328.57714025844206},0,{"$f":"D16645*$E$2","v":0},0,0,null,null,97.138312741100478,{"$f":"IF(J16645>(250*$J$2),250*$J$2*$K$2,J16645 * $K$2)","v":1942.7662548220096},null,{"$f":"$M$2*L16645","v":0},0,{"$f":"N16645*$O$2","v":0},{"$f":"J16645*$K$2-K16645","v":0},{"$f":"P16645*$Q$2","v":0},{"$f":"C16645+E16645+G16645+I16645","v":328.57714025844206},1942.7662548220096,{"$f":"R16645-S16645","v":-1614.1891145635675},34033.933045164653,{"$f":"IF(T16645>0,              IF((U16645-T16645/$W$2)>0,T16645/$W$2,U16645),    IF((U16645-T16645*$V$2)<($U$2),T16645*$V$2,-$U$2+U16645))","v":-1581.9053322722962},{"$f":"IF(T16645>0,IF((U16645-T16645/$W$2)>0,T16645,U16645*$W$2),IF((U16645-T16645*$V$2)<$U$2,T16645,(-$U$2+U16645)/$V$2))","v":-1614.1891145635675},{"$f":"IF(W16645<0,-W16645,0)","v":1614.1891145635675},null,{"$f":"IF(AA16645>0,AA16645,0)","v":0},{"$f":"T16645-W16645","v":0},{"$f":"IF(AA16645<0,-AA16645,0)","v":0},0.85084832612911632,{"$f":"MINUTE(A16645)/60 + HOUR(A16645)","v":8.25},{"$f":"MONTH(A16645)","v":6}]
["2010-06-23T12:29:59.660",13.750396989912737,45.843823564369067,0,0,0,0,null,null,143.94534601179993,2500,null,0,0,0,378.90692023599877,0,45.843823564369067,2500,-2454.1561764356311,40000,0,0,0,null,0,-2454.1561764356311,2454.1561764356311,1,12.5,6]
["2010-06-23T18:44:59.660",32.423116064267106,108.09866895826653,0,0,0,0,null,null,66.280069844594649,1325.601396891893,null,0,0,0,0,0,108.09866895826653,1325.601396891893,-1217.5027279336266,40000,0,0,0,null,0,-1217.5027279336266,1217.5027279336266,1,18.75,6]
["2010-06-24T09:44:59.660",14.445942712073119,48.162773002051779,0,0,0,0,null,null,107.94627972637058,2158.9255945274117,null,0,0,0,0,0,48.162773002051779,2158.9255945274117,-2110.7628215253599,35720.809935668018,-2068.5475650948524,-2110.7628215253599,2110.7628215253599,null,0,0,0,0.89302024839170047,9.75,6]
["2010-06-24T13:59:59.660",10.433179850648889,34.784221622063399,0,0,0,0,null,null,133.30686615254865,2500,null,0,0,0,166.13732305097301,0,34.784221622063399,2500,-2465.2157783779367,40000,0,0,0,null,0,-2465.2157783779367,2465.2157783779367,1,14,6]
["2010-06-24T22:44:59.660",21.989935416050638,73.314444677112832,0,0,0,0,null,null,0,0,null,0,0,0,0,0,73.314444677112832,0,73.314444677112832,38388.110749214029,74.810657833788611,73.314444677112832,0,null,0,0,0,0.95970276873035076,22.75,6]
["2010-06-25T11:29:59.660",18.619215051116463,62.076462980422285,0,0,0,0,null,null,194.44155123909709,2500,null,0,0,0,1388.8310247819418,0,62.076462980422285,2500,-2437.9235370195779,40000,0,0,0,null,0,-2437.9235370195779,2437.9235370195779,1,11.5,6]
["2010-06-25T14:14:59.660",25.788682782698896,85.979468397518119,0,0,0,0,null,null,175.09771974812003,2500,null,0,0,0,1001.9543949624003,0,85.979468397518119,2500,-2414.0205316024817,40000,0,0,0,null,0,-2414.0205316024817,2414.0205316024817,1,14.25,6]
["2010-06-26T00:14:59.660",15.623019658577375,{"$f":"B16901*$C$2","v":52.087147541696972},114.15525114155253,{"$f":"D16901*$E$2","v":380.47945205479459},20.833333333332241,69.437499999996362,null,null,0,{"$f":"IF(J16901>(250*$J$2),250*$J$2*$K$2,J16901 * $K$2)","v":0},null,{"$f":"$M$2*L16901","v":0},0,{"$f":"N16901*$O$2","v":0},{"$f":"J16901*$K$2-K16901","v":0},{"$f":"P16901*$Q$2","v":0},{"$f":"C16901+E16901+G16901+I16901","v":502.00409959648795},0,{"$f":"R16901-S16901","v":502.00409959648795},37850.526056753326,{"$f":"IF(T16901>0,              IF((U16901-T16901/$W$2)>0,T16901/$W$2,U16901),    IF((U16901-T16901*$V$2)<($U$2),T16901*$V$2,-$U$2+U16901))","v":512.24908122090608},{"$f":"IF(T16901>0,IF((U16901-T16901/$W$2)>0,T16901,U16901*$W$2),IF((U16901-T16901*$V$2)<$U$2,T16901,(-$U$2+U16901)/$V$2))","v":502.00409959648795},{"$f":"IF(W16901<0,-W16901,0)","v":0},null,{"$f":"IF(AA16901>0,AA16901,0)","v":0},{"$f":"T16901-W16901","v":0},{"$f":"IF(AA16901<0,-AA16901,0)","v":0},0.9462631514188331,{"$f":"MINUTE(A16901)/60 + HOUR(A16901)","v":0.25},{"$f":"MONTH(A16901)","v":6}]
["2010-06-26T12:59:59.660",25.360654983417248,84.552423714713115,0,0,0,0,null,null,177.69549246711875,2500,null,0,0,0,1053.9098493423753,0,84.552423714713115,2500,-2415.4475762852867,40000,0,0,0,null,0,-2415.4475762852867,2415.4475762852867,1,13,6]
["2010-06-26T21:44:59.660",39.485576546941282,131.64491220750224,0,0,0,0,null,null,0,0,null,0,0,0,0,0,131.64491220750224,0,131.64491220750224,39472.936688133079,134.33154306887985,131.64491220750224,0,null,0,0,0,0.98682341720332689,21.75,6]
["2010-06-27T01:59:59.660",14.552949562197584,48.519533840366748,114.15525114155253,380.47945205479459,20.833333333332241,69.437499999996362,null,null,0,0,null,0,0,0,0,0,498.43648589515772,0,498.43648589515772,33824.712462807845,508.60865907669154,498.43648589515772,0,null,0,0,0,0.84561781157019622,2,6]
["2010-06-27T09:44:59.660",12.680328089884306,42.276213851674278,0,0,0,0,null,null,141.79332912409598,2500,null,0,0,0,335.86658248191952,0,42.276213851674278,2500,-2457.7237861483259,40000,0,0,0,null,0,-2457.7237861483259,2457.7237861483259,1,9.75,6]
["2010-06-27T23:14:59.660",24.237081661367117,80.806430258997977,0,0,0,0,null,null,0,0,null,0,0,0,0,0,80.806430258997977,0,80.806430258997977,38864.388199490451,82.455541080610189,80.806430258997977,0,null,0,0,0,0.97160970498726129,23.25,6]
["2010-06-28T03:29:59.660",14.178425187978167,47.270869576719207,114.15525114155253,380.47945205479459,20.833333333332241,69.437499999996362,null,null,0,0,null,0,0,0,0,0,497.18782163151013,0,497.18782163151013,31795.784776337987,507.33451186888789,497.18782163151013,0,null,0,0,0,0.79489461940844963,3.5,6]
["2010-06-28T12:14:59.660",18.672718276786796,62.254842734807177,0,0,0,0,null,null,75.94381462536559,1518.8762925073117,null,0,0,0,0,0,62.254842734807177,1518.8762925073117,-1456.6214497725045,40000,0,0,0,null,0,-1456.6214497725045,1456.6214497725045,1,12.25,6]
["2010-06-29T00:59:59.660",17.816662678223508,59.400753369197176,114.15525114155253,380.47945205479459,20.833333333332241,69.437499999996362,null,null,0,0,null,0,0,0,0,0,509.31770542398812,0,509.31770542398812,35982.697582458401,519.71194431019194,509.31770542398812,0,null,0,0,0,0.89956743956146001,1,6]
["2010-06-29T04:14:59.660",14.552949562197581,48.519533840366734,114.15525114155253,380.47945205479459,20.833333333332241,69.437499999996362,null,null,0,0,null,0,0,0,0,0,498.43648589515772,0,498.43648589515772,29319.819107834108,508.60865907669154,498.43648589515772,0,null,0,0,0,0.73299547769585272,4.25,6]
["2010-06-29T13:44:59.660",14.659956811105836,48.876296008226859,0,0,0,0,null,null,95.860706788671862,1917.2141357734372,null,0,0,0,0,0,48.876296008226859,1917.2141357734372,-1868.3378397652104,40000,0,0,0,null,0,-1868.3378397652104,1868.3378397652104,1,13.75,6]
["2010-06-29T17:59:59.660",13.054851865928038,43.524876121004077,0,0,0,0,null,null,91.867523963757876,1837.3504792751576,null,0,0,0,0,0,43.524876121004077,1837.3504792751576,-1793.8256031541534,40000,0,0,0,null,0,-1793.8256031541534,1793.8256031541534,1,18,6]
["2010-06-30T02:44:59.660",14.713461033735642,49.054679086474636,114.15525114155253,380.47945205479459,20.833333333332241,69.437499999996362,null,null,0,0,null,0,0,0,0,0,498.97163114126556,0,498.97163114126556,32649.04077258406,509.1547256543526,498.97163114126556,0,null,0,0,0,0.81622601931460148,2.75,6]
["2010-06-30T15:29:59.660",36.114856979574689,120.40693316990202,0,0,0,0,null,null,166.28596524025147,2500,null,0,0,0,825.71930480502942,0,120.40693316990202,2500,-2379.593066830098,40000,0,0,0,null,0,-2379.593066830098,2379.593066830098,1,15.5,6]
["2010-06-30T23:44:59.660",27.12627020378174,90.438984859408322,0,0,0,0,null,null,0,0,null,0,0,0,0,0,90.438984859408322,0,90.438984859408322,38935.999851518114,92.284678427967677,90.438984859408322,0,null,0,0,0,0.97339999628795282,23.75,6]
["2010-07-01T04:14:59.660",13.322368393063517,44.416776222473764,114.15525114155253,380.47945205479459,20.161290322579589,67.197580645157771,null,null,0,0,null,0,0,0,0,0,492.09380892242609,0,492.09380892242609,30539.95731135285,502.13653971676132,492.09380892242609,0,null,0,0,0,0.7634989327838213,4.25,7]
["2010-07-01T16:59:59.660",12.840838165679109,42.811354444374153,0,0,0,0,null,null,115.31132223631013,2306.2264447262028,null,0,0,0,0,0,42.811354444374153,2306.2264447262028,-2263.4150902818287,40000,0,0,0,null,0,-2263.4150902818287,2263.4150902818287,1,17,7]
["2010-07-02T01:44:59.660",14.713461033735642,49.054679086474636,114.15525114155253,380.47945205479459,20.161290322579589,67.197580645157771,null,null,0,0,null,0,0,0,0,0,496.73171178642696,0,496.73171178642696,35697.768200339902,506.86909365961935,496.73171178642696,0,null,0,0,0,0.89244420500849753,1.75,7]
["2010-07-02T05:59:59.660",13.643391336139636,45.487066714689547,114.15525114155253,380.47945205479459,20.161290322579589,67.197580645157771,null,null,16.048923745197438,320.97847490394878,null,0,0,0,0,0,493.1640994146419,320.97847490394878,172.18562451069312,27281.851243202836,175.69961684764604,172.18562451069312,0,null,0,0,0,0.68204628108007093,6,7]
["2010-07-02T19:14:59.660",31.513556243074024,105.0661965144088,0,0,0,0,null,null,44.392047051484774,887.8409410296955,null,0,0,0,0,0,105.0661965144088,887.8409410296955,-782.77474451528667,40000,0,0,0,null,0,-782.77474451528667,782.77474451528667,1,19.25,7]
["2010-07-03T03:14:59.660",14.766964658189769,49.233060170404691,114.15525114155253,380.47945205479459,20.161290322579589,67.197580645157771,null,null,0,0,null,0,0,0,0,0,496.91009287035706,0,496.91009287035706,32596.393464888224,507.05111517383375,496.91009287035706,0,null,0,0,0,0.81490983662220562,3.25,7]
["2010-07-03T07:29:59.660",14.873971508314233,49.589821008719653,0,0,0,0,null,null,69.948340590111897,1398.966811802238,null,0,0,0,0,0,49.589821008719653,1398.966811802238,-1349.3769907935184,30472.963684872611,-1322.389450977648,-1349.3769907935184,1349.3769907935184,null,0,0,0,0.76182409212181523,7.5,7]
["2010-07-03T20:14:59.660",30.015458546804471,100.07153879504611,0,0,0,0,null,null,12.112704992105289,242.2540998421058,null,0,0,0,0,0,100.07153879504611,242.2540998421058,-142.18256104705969,40000,0,0,0,null,0,-142.18256104705969,142.18256104705969,1,20.25,7]
["2010-07-04T04:59:59.660",16.425572430254114,54.762858482467216,114.15525114155253,380.47945205479459,20.161290322579589,67.197580645157771,null,null,1.9399693720153224E-2,0.38799387440306449,null,0,0,0,0,0,502.43989118241956,0.38799387440306449,502.05189730801652,28963.522043785797,512.29785439593525,502.05189730801652,0,null,0,0,0,0.72408805109464491,5,7]
["2010-07-04T14:44:59.660",10.647194348465394,35.497745957783621,0,0,0,0,null,null,189.53215633242704,2500,null,0,0,0,1290.6431266485406,0,35.497745957783621,2500,-2464.5022540422165,40000,0,0,0,null,0,-2464.5022540422165,2464.5022540422165,1,14.75,7]
["2010-07-04T17:44:59.660",13.64339033918017,45.487063390826691,0,0,0,0,null,null,41.915878447870682,838.31756895741364,null,0,0,0,0,0,45.487063390826691,838.31756895741364,-792.83050556658691,40000,0,0,0,null,0,-792.83050556658691,792.83050556658691,1,17.75,7]
["2010-07-05T06:29:59.660",13.215362141114735,44.06001737847653,0,0,0,0,null,null,4.2267771225097119,84.535542450194242,null,0,0,0,0,0,44.06001737847653,84.535542450194242,-40.475525071717712,24545.721330862893,-39.666014570283359,-40.475525071717712,40.475525071717712,null,0,0,0,0.61364303327157232,6.5,7]
["2010-07-05T10:44:59.660",10.112159699059285,33.713940436663655,0,0,0,0,null,null,143.71581806135734,2500,null,0,0,0,374.3163612271469,0,33.713940436663655,2500,-2466.2860595633365,40000,0,0,0,null,0,-2466.2860595633365,2466.2860595633365,1,10.75,7]
["2010-07-05T19:29:59.660",32.90464788678667,109.70409605454675,0,0,0,0,null,null,18.598586904324812,371.9717380864962,null,0,0,0,0,0,109.70409605454675,371.9717380864962,-262.26764203194944,40000,0,0,0,null,0,-262.26764203194944,262.26764203194944,1,19.5,7]
["2010-07-06T08:14:59.660",14.606453585435494,48.697916253841939,0,0,0,0,null,null,49.884763507561914,997.69527015123822,null,0,0,0,0,0,48.697916253841939,997.69527015123822,-948.99735389739624,28549.492492781155,-930.0174068194483,-948.99735389739624,948.99735389739624,null,0,0,0,0.71373731231952886,8.25,7]
["2010-07-06T11:59:59.660",53.396485008392077,178.02388101797919,0,0,0,0,null,null,5.4694215286311545,109.38843057262309,null,0,0,0,0,0,178.02388101797919,109.38843057262309,68.635450445356099,40000,70.036173923832749,68.635450445356099,0,null,0,0,0,1,12,7]
["2010-07-06T20:59:59.660",38.094485900188104,127.00701599122715,0,0,0,0,null,null,0,0,null,0,0,0,0,0,127.00701599122715,0,127.00701599122715,39790.266714881072,129.59899590941546,127.00701599122715,0,null,0,0,0,0.99475666787202677,21,7]
["2010-07-07T09:44:59.660",37.987478850671749,126.65025448813961,0,0,0,0,null,null,131.08226606698534,2500,null,0,0,0,121.6453213397067,0,126.65025448813961,2500,-2373.3497455118604,40000,0,0,0,null,0,-2373.3497455118604,2373.3497455118604,1,9.75,7]
["2010-07-07T18:29:59.660",22.364459391486275,74.563107611215244,0,0,0,0,null,null,73.973824801726494,1479.4764960345299,null,0,0,0,0,0,74.563107611215244,1479.4764960345299,-1404.9133884233147,40000,0,0,0,null,0,-1404.9133884233147,1404.9133884233147,1,18.5,7]
["2010-07-07T22:44:59.660",28.677871524505417,95.612023662701063,0,0,0,0,null,null,0,0,null,0,0,0,0,0,95.612023662701063,0,95.612023662701063,38935.481948225133,97.563289451735784,95.612023662701063,0,null,0,0,0,0.97338704870562831,22.75,7]
["2010-07-08T07:29:59.660",17.388634480158078,57.973707356847036,0,0,0,0,null,null,64.980043113821921,1299.6008622764384,null,0,0,0,0,0,57.973707356847036,1299.6008622764384,-1241.6271549195915,29896.668197196817,-1216.7946118211996,-1241.6271549195915,1241.6271549195915,null,0,0,0,0.74741670492992041,7.5,7]
["2010-07-08T19:59:59.660",30.389983319807673,101.32020438823878,0,0,0,0,null,null,20.899911162202319,417.99822324404636,null,0,0,0,0,0,101.32020438823878,417.99822324404636,-316.67801885580758,40000,0,0,0,null,0,-316.67801885580758,316.67801885580758,1,20,7]
["2010-07-09T00:14:59.660",22.845990815222027,76.16853337795024,114.15525114155253,380.47945205479459,20.161290322579589,67.197580645157771,null,null,0,0,null,0,0,0,0,0,523.84556607790262,0,523.84556607790262,38768.639294515466,534.53629191622713,523.84556607790262,0,null,0,0,0,0.96921598236288664,0.25,7]
["2010-07-09T08:59:59.660",16.211557932437607,54.049334146746986,0,0,0,0,null,null,119.34516679319175,2386.9033358638349,null,0,0,0,0,0,54.049334146746986,2386.9033358638349,-2332.8540017170881,38734.611260604812,-1265.3887393951882,-1291.2129993828451,1291.2129993828451,null,0,-1041.641002334243,1041.641002334243,0.96836528151512025,9,7]
["2010-07-09T21:44:59.660",30.818011119089313,102.74724907104377,0,0,0,0,null,null,0,0,null,0,0,0,0,0,102.74724907104377,0,102.74724907104377,39562.0510451757,104.84413170514671,102.74724907104377,0,null,0,0,0,0.98905127612939248,21.75,7]
["2010-07-10T02:59:59.660",16.372068407016194,54.584476068991989,114.15525114155253,380.47945205479459,20.161290322579589,67.197580645157771,null,null,0,0,null,0,0,0,0,0,502.26150876894434,0,502.26150876894434,32628.249870262618,512.51174364177996,502.26150876894434,0,null,0,0,0,0.81570624675656545,3,7]
["2010-07-10T10:29:59.660",13.215362938682311,44.060020037566829,0,0,0,0,null,null,162.50711005430594,2500,null,0,0,0,750.1422010861188,0,44.060020037566829,2500,-2455.939979962433,40000,0,0,0,null,0,-2455.939979962433,2455.939979962433,1,10.5,7]
["2010-07-10T23:14:59.660",33.921213760536652,113.09332667762921,0,0,0,0,null,null,0,0,null,0,0,0,0,0,113.09332667762921,0,113.09332667762921,38789.683617816685,115.40135375268287,113.09332667762921,0,null,0,0,0,0.96974209044541715,23.25,7]
["2010-07-11T03:29:59.660",18.940236797841212,63.146749484002605,114.15525114155253,380.47945205479459,20.161290322579589,67.197580645157771,null,null,0,0,null,0,0,0,0,0,510.82378218395496,0,510.82378218395496,31392.211921644805,521.24875733056626,510.82378218395496,0,null,0,0,0,0.78480529804112009,3.5,7]
["2010-07-11T12:14:59.660",63.348133834088991,211.2026782028527,0,0,0,0,null,null,195.22817936086494,2500,null,0,0,0,1404.5635872172988,0,211.2026782028527,2500,-2288.7973217971471,40000,0,0,0,null,0,-2288.7973217971471,2288.7973217971471,1,12.25,7]
["2010-07-11T22:29:59.660",28.677871325113525,95.612022997928491,0,0,0,0,null,null,0,0,null,0,0,0,0,0,95.612022997928491,0,95.612022997928491,39190.055596240345,97.563288773396422,95.612022997928491,0,null,0,0,0,0.97975138990600863,22.5,7]
["2010-07-12T09:29:59.660",21.882927967750497,72.957681844480163,0,0,0,0,null,null,130.27093729410871,2500,null,0,0,0,105.41874588217433,0,72.957681844480163,2500,-2427.0423181555198,40000,0,0,0,null,0,-2427.0423181555198,2427.0423181555198,1,9.5,7]
["2010-07-12T13:44:59.660",20.545340746059544,68.498166047362517,0,0,0,0,null,null,195.33838330062969,2500,null,0,0,0,1406.7676660125935,0,68.498166047362517,2500,-2431.5018339526373,40000,0,0,0,null,0,-2431.5018339526373,2431.5018339526373,1,13.75,7]
["2010-07-13T02:29:59.660",21.508404191706767,71.709019575150364,114.15525114155253,380.47945205479459,20.161290322579589,67.197580645157771,null,null,0,0,null,0,0,0,0,0,519.38605227510277,0,519.38605227510277,32297.863613540929,529.98576762765595,519.38605227510277,0,null,0,0,0,0.80744659033852328,2.5,7]
["2010-07-13T11:14:59.660",22.417962417764706,74.741486700827537,0,0,0,0,null,null,152.48615169146697,2500,null,0,0,0,549.72303382933933,0,74.741486700827537,2500,-2425.2585132991726,40000,0,0,0,null,0,-2425.2585132991726,2425.2585132991726,1,11.25,7]
["2010-07-13T17:59:59.660",120.91789078274066,403.14024786965734,0,0,0,0,null,null,86.480071433194624,1729.6014286638924,null,0,0,0,0,0,403.14024786965734,1729.6014286638924,-1326.4611807942351,40000,0,0,0,null,0,-1326.4611807942351,1326.4611807942351,1,18,7]
["2010-07-13T23:59:59.660",24.183578834480564,80.6280518341582,0,0,0,{"$f":"F18628*$G$2","v":0},null,null,0,0,null,0,0,0,0,0,80.6280518341582,0,80.6280518341582,38797.399937313043,82.273522279753266,80.6280518341582,0,null,0,0,0,{"$f":"U18628*(1-bat_soc*0.01)/bat_cap_use/1000+bat_soc*0.01","v":0.96993499843282605},0,7]
["2010-07-14T12:44:59.660",17.65615160546924,58.865609452634452,0,0,0,0,null,null,197.69446753007904,2500,null,0,0,0,1453.8893506015806,0,58.865609452634452,2500,-2441.1343905473655,40000,0,0,0,null,0,-2441.1343905473655,2441.1343905473655,1,12.75,7]
["2010-07-14T16:59:59.660",34.884276408616302,116.30417754632676,0,0,0,0,null,null,125.03510969703997,2500,null,0,0,0,0.70219394079958874,0,116.30417754632676,2500,-2383.6958224536734,40000,0,0,0,null,0,-2383.6958224536734,2383.6958224536734,1,17,7]
["2010-07-15T01:44:59.660",21.347893118952495,71.173875658587619,114.15525114155253,380.47945205479459,20.161290322579589,67.197580645157771,null,null,0,0,null,0,0,0,0,0,518.85090835853998,0,518.85090835853998,34345.558742145928,529.4397024066734,518.85090835853998,0,null,0,0,0,0.85863896855364819,1.75,7]
["2010-07-15T13:29:59.660",35.954346106212306,119.87178991811183,0,0,0,0,null,null,189.2794469502266,2500,null,0,0,0,1285.5889390045322,0,119.87178991811183,2500,-2380.128210081888,40000,0,0,0,null,0,-2380.128210081888,2380.128210081888,1,13.5,7]
["2010-07-15T18:29:59.660",30.871514942935345,102.92563081974644,0,0,0,0,null,null,20.068935389495341,401.3787077899068,null,0,0,0,0,0,102.92563081974644,401.3787077899068,-298.45307697016034,40000,0,0,0,null,0,-298.45307697016034,298.45307697016034,1,18.5,7]
["2010-07-16T03:14:59.660",23.3275224383497,77.773959809457907,114.15525114155253,380.47945205479459,20.161290322579589,67.197580645157771,null,null,0,0,null,0,0,0,0,0,525.4509925094103,0,525.4509925094103,31518.928707534156,536.17448215245952,525.4509925094103,0,null,0,0,0,0.78797321768835393,3.25,7]
["2010-07-16T07:29:59.660",14.659956412322044,48.876294678681695,0,0,0,0,null,null,54.862181344692658,1097.2436268938532,null,0,0,0,0,0,48.876294678681695,1097.2436268938532,-1048.3673322151715,28019.822703056914,-1027.399985570868,-1048.3673322151715,1048.3673322151715,null,0,0,0,0.70049556757642295,7.5,7]
["2010-07-16T16:14:59.660",17.816663077007291,{"$f":"B18885*$C$2","v":59.400754698742311},0,{"$f":"D18885*$E$2","v":0},0,0,null,null,142.47127368515942,{"$f":"IF(J18885>(250*$J$2),250*$J$2*$K$2,J18885 * $K$2)","v":2500},null,{"$f":"$M$2*L18885","v":0},0,{"$f":"N18885*$O$2","v":0},{"$f":"J18885*$K$2-K18885","v":349.42547370318835},{"$f":"P18885*$Q$2","v":0},{"$f":"C18885+E18885+G18885+I18885","v":59.400754698742311},2500,{"$f":"R18885-S18885","v":-2440.5992453012577},40000,{"$f":"IF(T18885>0,              IF((U18885-T18885/$W$2)>0,T18885/$W$2,U18885),    IF((U18885-T18885*$V$2)<($U$2),T18885*$V$2,-$U$2+U18885))","v":0},{"$f":"IF(T18885>0,IF((U18885-T18885/$W$2)>0,T18885,U18885*$W$2),IF((U18885-T18885*$V$2)<$U$2,T18885,(-$U$2+U18885)/$V$2))","v":0},{"$f":"IF(W18885<0,-W18885,0)","v":0},null,{"$f":"IF(AA18885>0,AA18885,0)","v":0},{"$f":"T18885-W18885","v":-2440.5992453012577},{"$f":"IF(AA18885<0,-AA18885,0)","v":2440.5992453012577},1,{"$f":"MINUTE(A18885)/60 + HOUR(A18885)","v":16.25},{"$f":"MONTH(A18885)","v":7}]
["2010-07-17T00:44:59.660",26.591235354983738,88.655178673515778,114.15525114155253,380.47945205479459,20.161290322579589,67.197580645157771,null,null,0,0,null,0,0,0,0,0,536.33221137346811,0,536.33221137346811,36954.702809700007,547.27776670762057,536.33221137346811,0,null,0,0,0,0.92386757024250021,0.75,7]
["2010-07-17T08:59:59.660",17.442138702787886,58.152090435094813,0,0,0,0,null,null,107.3226769456594,2146.4535389131879,null,0,0,0,0,0,58.152090435094813,2146.4535389131879,-2088.3014484780929,33542.775079915868,-2046.535419508531,-2088.3014484780929,2088.3014484780929,null,0,0,0,0.83856937699789669,9,7]
["2010-07-17T17:44:59.660",49.597736445392471,165.35885330893851,0,0,0,0,null,null,9.8807712955207236,197.61542591041447,null,0,0,0,0,0,165.35885330893851,197.61542591041447,-32.256572601475966,39602.010925916686,-31.611441149446446,-32.256572601475966,32.256572601475966,null,0,0,0,0.99005027314791705,17.75,7]
["2010-07-18T06:29:59.660",18.45870477592976,61.541321722949824,0,0,0,0,null,null,2.1397804746081004,42.795609492162008,null,0,0,0,0,0,61.541321722949824,42.795609492162008,18.745712230787817,23535.529278677692,19.128277786518179,18.745712230787817,0,null,0,0,0,0.58838823196694223,6.5,7]
["2010-07-18T10:44:59.660",13.589886914117937,45.308682971669199,0,0,0,0,null,null,19.684399618660024,393.68799237320047,null,0,0,0,0,0,45.308682971669199,393.68799237320047,-348.37930940153126,28225.440876936384,-341.41172321350064,-348.37930940153126,348.37930940153126,null,0,0,0,0.70563602192340957,10.75,7]
["2010-07-18T20:14:59.660",27.768312102096104,92.579552548388406,0,0,0,0,null,null,3.4193242688741048,68.386485377482103,null,0,0,0,0,0,92.579552548388406,68.386485377482103,24.193067170906303,40000,24.686803235618676,24.193067170906303,0,null,0,0,0,1,20.25,7]
["2010-07-19T07:59:59.660",20.652348194359686,68.8549288799952,0,0,0,{"$f":"F19140*$G$2","v":0},null,null,45.472045475623936,909.4409095124787,null,0,0,0,0,0,68.8549288799952,909.4409095124787,-840.58598063248348,28304.365529983184,-823.77426101983383,-840.58598063248348,840.58598063248348,null,0,0,0,{"$f":"U19140*(1-bat_soc*0.01)/bat_cap_use/1000+bat_soc*0.01","v":0.70760913824957961},8,7]
["2010-07-19T16:44:59.660",39.218059621022022,130.75301077648743,0,0,0,0,null,null,91.091157240937136,1821.8231448187428,null,0,0,0,0,0,130.75301077648743,1821.8231448187428,-1691.0701340422554,40000,0,0,0,null,0,-1691.0701340422554,1691.0701340422554,1,16.75,7]
["2010-07-19T20:59:59.660",70.999133188799092,236.71111005145619,0,0,0,0,null,null,3.0021074627895809E-3,6.004214925579162E-2,null,0,0,0,0,0,236.71111005145619,6.004214925579162E-2,236.6510679022004,39246.77351823252,241.48068153285755,236.6510679022004,0,null,0,0,0,0.98116933795581307,21,7]
["2010-07-20T09:44:59.660",12.359306542551446,41.205928012866522,0,0,0,0,null,null,134.85656173934311,2500,null,0,0,0,197.13123478686202,0,41.205928012866522,2500,-2458.7940719871335,40000,0,0,0,null,0,-2458.7940719871335,2458.7940719871335,1,9.75,7]
["2010-07-20T15:44:59.660",27.607801428125619,92.044409961370818,0,0,0,0,null,null,173.50774258210865,2500,null,0,0,0,970.15485164217307,0,92.044409961370818,2500,-2407.955590038629,40000,0,0,0,null,0,-2407.955590038629,2407.955590038629,1,15.75,7]
["2010-07-20T22:29:59.660",52.272911287558166,174.27788623271894,0,0,0,0,null,null,0,0,null,0,0,0,0,0,174.27788623271894,0,174.27788623271894,38382.611892167857,177.83457778848873,174.27788623271894,0,null,0,0,0,0.95956529730419637,22.5,7]
["2010-07-21T07:14:59.660",14.338934864989183,47.806008839873932,0,0,0,0,null,null,49.447747826372066,988.95495652744125,null,0,0,0,0,0,47.806008839873932,988.95495652744125,-941.14894768756733,27435.369955605467,-922.32596873381601,-941.14894768756733,941.14894768756733,null,0,0,0,0.68588424889013666,7.25,7]
["2010-07-21T19:59:59.660",41.304695391759921,137.70985443612759,0,0,0,0,null,null,1.9339271296060299,38.6785425921206,null,0,0,0,0,0,137.70985443612759,38.6785425921206,99.031311844006979,39969.741533559863,101.05235902449692,99.031311844006979,0,null,0,0,0,0.9992435383389966,20,7]
["2010-07-22T00:14:59.660",114.71148589862976,{"$f":"B19397*$C$2","v":382.44809398603161},114.15525114155253,{"$f":"D19397*$E$2","v":380.47945205479459},20.161290322579589,67.197580645157771,null,null,0,{"$f":"IF(J19397>(250*$J$2),250*$J$2*$K$2,J19397 * $K$2)","v":0},null,{"$f":"$M$2*L19397","v":0},0,{"$f":"N19397*$O$2","v":0},{"$f":"J19397*$K$2-K19397","v":0},{"$f":"P19397*$Q$2","v":0},{"$f":"C19397+E19397+G19397+I19397","v":830.12512668598401},0,{"$f":"R19397-S19397","v":830.12512668598401},37826.193905136206,{"$f":"IF(T19397>0,              IF((U19397-T19397/$W$2)>0,T19397/$W$2,U19397),    IF((U19397-T19397*$V$2)<($U$2),T19397*$V$2,-$U$2+U19397))","v":847.06645580202451},{"$f":"IF(T19397>0,IF((U19397-T19397/$W$2)>0,T19397,U19397*$W$2),IF((U19397-T19397*$V$2)<$U$2,T19397,(-$U$2+U19397)/$V$2))","v":830.12512668598401},{"$f":"IF(W19397<0,-W19397,0)","v":0},null,{"$f":"IF(AA19397>0,AA19397,0)","v":0},{"$f":"T19397-W19397","v":0},{"$f":"IF(AA19397<0,-AA19397,0)","v":0},0.94565484762840513,{"$f":"MINUTE(A19397)/60 + HOUR(A19397)","v":0.25},{"$f":"MONTH(A19397)","v":7}]
["2010-07-22T11:14:59.660",15.83703375761009,52.800670547872045,0,0,0,0,null,null,170.25444637031802,2500,null,0,0,0,905.0889274063602,0,52.800670547872045,2500,-2447.199329452128,40000,0,0,0,null,0,-2447.199329452128,2447.199329452128,1,11.25,7]
["2010-07-22T21:29:59.660",74.744377728560792,249.19775534702168,0,0,0,0,null,null,0,0,null,0,0,0,0,0,249.19775534702168,0,249.19775534702168,38164.44890394363,254.28342382349152,249.19775534702168,0,null,0,0,0,0.95411122259859071,21.5,7]
["2010-07-23T01:44:59.660",20.384830271480958,67.963024125117514,114.15525114155253,380.47945205479459,20.161290322579589,67.197580645157771,null,null,0,0,null,0,0,0,0,0,515.64005682506991,0,515.64005682506991,33472.121306780886,526.16332329088766,515.64005682506991,0,null,0,0,0,0.83680303266952216,1.75,7]
["2010-07-23T10:29:59.660",17.281627829425506,57.616947183304639,0,0,0,0,null,null,33.47159654361262,669.43193087225245,null,0,0,0,0,0,57.616947183304639,669.43193087225245,-611.81498368894779,27383.414931601787,-599.57868401516885,-611.81498368894779,611.81498368894779,null,0,0,0,0.68458537329004465,10.5,7]
["2010-07-23T23:14:59.660",22.310955966424025,74.384727192057696,0,0,0,0,null,null,0,0,null,0,0,0,0,0,74.384727192057696,0,74.384727192057696,37817.54704010862,75.902782849038474,74.384727192057696,0,null,0,0,0,0.94543867600271547,23.25,7]
["2010-07-24T07:59:59.660",27.286781276536015,90.974128775971081,0,0,0,0,null,null,7.7006333024726334,154.01266604945266,null,0,0,0,0,0,90.974128775971081,154.01266604945266,-63.03853727348158,25110.675773220384,-61.777766528011945,-63.03853727348158,63.03853727348158,null,0,0,0,0.62776689433050958,8,7]
["2010-07-24T16:44:59.660",28.677871325113525,95.612022997928491,0,0,0,0,null,null,13.830936409771301,276.618728195426,null,0,0,0,0,0,95.612022997928491,276.618728195426,-181.00670519749752,35592.202119243084,-177.38657109354756,-181.00670519749752,181.00670519749752,null,0,0,0,0.88980505298107715,16.75,7]
["2010-07-25T00:44:59.660",18.084180401710352,60.292657459302312,114.15525114155253,380.47945205479459,20.161290322579589,67.197580645157771,null,null,0,0,null,0,0,0,0,0,507.96969015925464,0,507.96969015925464,32077.215733795525,518.3364185298517,507.96969015925464,0,null,0,0,0,0.80193039334488814,0.75,7]
["2010-07-25T09:29:59.660",12.787334541224986,42.632973360444105,0,0,0,0,null,null,120.69763552631682,2413.9527105263364,null,0,0,0,0,0,42.632973360444105,2413.9527105263364,-2371.3197371658925,33398.23529181075,-2323.8933424225747,-2371.3197371658925,2371.3197371658925,null,0,0,0,0.83495588229526885,9.5,7]
["2010-07-25T13:44:59.660",11.075223344098402,36.924794629224074,0,0,0,0,null,null,163.94242118078964,2500,null,0,0,0,778.84842361579285,0,36.924794629224074,2500,-2463.0752053707761,40000,0,0,0,null,0,-2463.0752053707761,2463.0752053707761,1,13.75,7]
["2010-07-26T02:29:59.660",13.803901611326333,46.022207972161993,114.15525114155253,380.47945205479459,20.161290322579589,67.197580645157771,null,null,0,0,null,0,0,0,0,0,493.69924067211434,0,493.69924067211434,34320.633563010764,503.77473537970855,493.69924067211434,0,null,0,0,0,0.85801583907526913,2.5,7]
["2010-07-26T03:59:59.660",14.07141773967802,46.914106744086524,114.15525114155253,380.47945205479459,20.161290322579589,67.197580645157771,null,null,0,0,null,0,0,0,0,0,494.5911394440389,0,494.5911394440389,31284.697623608583,504.68483616738666,494.5911394440389,0,null,0,0,0,0.78211744059021449,4,7]
["2010-07-26T15:14:59.660",105.77640274729094,352.65852675946803,0,0,0,0,null,null,128.84778618486234,2500,null,0,0,0,76.955723697246867,0,352.65852675946803,2500,-2147.3414732405317,40000,0,0,0,null,0,-2147.3414732405317,2147.3414732405317,1,15.25,7]
["2010-07-26T23:59:59.660",26.216710980764336,87.406514409868294,0,0,0,0,null,null,0,0,null,0,0,0,0,0,87.406514409868294,0,87.406514409868294,36682.11749552028,89.190320826396217,87.406514409868294,0,null,0,0,0,0.91705293738800697,0,7]
["2010-07-27T12:44:59.660",47.618107325387157,158.75876982284078,0,0,0,0,null,null,113.42949503101619,2268.5899006203235,null,0,0,0,0,0,158.75876982284078,2268.5899006203235,-2109.8311307974827,37372.328528685088,-2067.634508181533,-2109.8311307974827,2109.8311307974827,null,0,0,0,0.9343082132171272,12.75,7]
["2010-07-27T16:59:59.660",29.052396098116724,96.860688591121161,0,0,0,0,null,null,17.329692395781823,346.59384791563645,null,0,0,0,0,0,96.860688591121161,346.59384791563645,-249.73315932451527,40000,0,0,0,null,0,-249.73315932451527,249.73315932451527,1,17,7]
["2010-07-27T23:29:59.660",22.417962816548503,74.741488030372707,0,0,0,0,null,null,0,0,null,0,0,0,0,0,74.741488030372707,0,74.741488030372707,38166.80033211501,76.266824520788475,74.741488030372707,0,null,0,0,0,0.95417000830287524,23.5,7]
["2010-07-28T14:14:59.660",24.558102610524294,81.876714103487998,0,0,0,0,null,null,136.67309325823405,2500,null,0,0,0,233.46186516468106,0,81.876714103487998,2500,-2418.1232858965118,40000,0,0,0,null,0,-2418.1232858965118,2418.1232858965118,1,14.25,7]
["2010-07-28T22:59:59.660",23.969564137272172,79.91452683366542,0,0,0,0,null,null,0,0,null,0,0,0,0,0,79.91452683366542,0,79.91452683366542,37728.467601333388,81.545435544556554,79.91452683366542,0,null,0,0,0,0.94321169003333472,23,7]
["2010-07-29T03:14:59.660",21.722417493171903,72.422539922235131,114.15525114155253,380.47945205479459,20.161290322579589,67.197580645157771,null,null,0,0,null,0,0,0,0,0,520.09957262218757,0,520.09957262218757,30800.368661182121,530.71384961447711,520.09957262218757,0,null,0,0,0,0.77000921652955301,3.25,7]
["2010-07-29T15:59:59.660",23.113508139925099,77.060436138510283,0,0,0,0,null,null,45.189695428063722,903.79390856127441,null,0,0,0,0,0,77.060436138510283,903.79390856127441,-826.73347242276418,40000,0,0,0,null,0,-826.73347242276418,826.73347242276418,1,16,7]
["2010-07-29T18:59:59.660",22.471466839786412,74.919870443847898,0,0,0,0,null,null,61.494178889294112,1229.8835777858822,null,0,0,0,0,0,74.919870443847898,1229.8835777858822,-1154.9637073420342,40000,0,0,0,null,0,-1154.9637073420342,1154.9637073420342,1,19,7]
["2010-07-30T04:44:59.660",14.445942712073117,48.162773002051772,114.15525114155253,380.47945205479459,20.161290322579589,67.197580645157771,null,null,0,0,null,0,0,0,0,0,495.83980570200413,0,495.83980570200413,28822.023010452151,505.9589854102083,495.83980570200413,0,null,0,0,0,0.72055057526130373,4.75,7]
["2010-07-30T17:29:59.660",25.414158408479484,84.730804133870606,0,0,0,0,null,null,59.106173135967374,1182.1234627193476,null,0,0,0,0,0,84.730804133870606,1182.1234627193476,-1097.392658585477,40000,0,0,0,null,0,-1097.392658585477,1097.392658585477,1,17.5,7]
["2010-07-30T17:44:59.660",66.879364075426111,222.97579982747067,0,0,0,0,null,null,46.620066801231381,932.40133602462765,null,0,0,0,0,0,222.97579982747067,932.40133602462765,-709.42553619715704,40000,0,0,0,null,0,-709.42553619715704,709.42553619715704,1,17.75,7]
["2010-07-31T06:29:59.660",12.947845414587364,43.168116612234272,0,0,0,0,null,null,17.544467207620475,350.88934415240948,null,0,0,0,0,0,43.168116612234272,350.88934415240948,-307.72122754017522,26385.799450921506,-301.56680298937169,-307.72122754017522,307.72122754017522,null,0,0,0,0.65964498627303758,6.5,7]
["2010-07-31T14:29:59.660",13.6968937642424,45.665443809984161,0,0,0,0,null,null,113.07380240786337,2261.4760481572675,null,0,0,0,0,0,45.665443809984161,2261.4760481572675,-2215.8106043472835,40000,0,0,0,null,0,-2215.8106043472835,2215.8106043472835,1,14.5,7]
["2010-07-31T19:14:59.660",63.883168882278909,212.9864850535179,0,0,0,0,null,null,36.056828860681541,721.13657721363086,null,0,0,0,0,0,212.9864850535179,721.13657721363086,-508.15009216011299,40000,0,0,0,null,0,-508.15009216011299,508.15009216011299,1,19.25,7]
["2010-08-01T07:59:59.660",41.411702241884399,138.0666152744426,0,0,0,0,null,null,70.071465548440585,1401.4293109688117,null,0,0,0,0,0,138.0666152744426,1401.4293109688117,-1263.362695694369,31377.947548573189,-1238.0954417804817,-1263.362695694369,1263.362695694369,null,0,0,0,0.78444868871432971,8,8]
["2010-08-01T16:44:59.660",27.500794378609257,91.687648458283263,0,0,0,0,null,null,70.539902802215622,1410.7980560443125,null,0,0,0,0,0,91.687648458283263,1410.7980560443125,-1319.1104075860292,40000,0,0,0,null,0,-1319.1104075860292,1319.1104075860292,1,16.75,8]
["2010-08-01T20:59:59.660",18.672718476178687,62.254843399579748,0,0,0,0,null,null,6.6178781142431517E-2,1.3235756228486304,null,0,0,0,0,0,62.254843399579748,1.3235756228486304,60.931267776731119,39504.667747588057,62.174763037480737,60.931267776731119,0,null,0,0,0,0.9876166936897014,21,8]
["2010-08-02T09:59:59.660",12.840838365071006,42.811355109146739,0,0,0,0,null,null,66.970554343703938,1339.4110868740788,null,0,0,0,0,0,42.811355109146739,1339.4110868740788,-1296.5997317649321,40000,0,0,0,null,0,-1296.5997317649321,1296.5997317649321,1,10,8]
["2010-08-02T18:14:59.660",17.656152004253027,58.865610782179594,0,0,0,0,null,null,11.168789235165516,223.37578470331033,null,0,0,0,0,0,58.865610782179594,223.37578470331033,-164.51017392113073,39706.363265758991,-161.2199704427081,-164.51017392113073,164.51017392113073,null,0,0,0,0.99265908164397476,18.25,8]
["2010-08-02T22:29:59.660",17.228124603755166,57.438567428919725,0,0,0,0,null,null,0,0,null,0,0,0,0,0,57.438567428919725,0,57.438567428919725,39113.74699833151,58.610783090734415,57.438567428919725,0,null,0,0,0,0.97784367495828772,22.5,8]
["2010-08-03T07:14:59.660",12.252298695467513,40.84916385068869,0,0,0,0,null,null,4.3208304921431893,86.416609842863778,null,0,0,0,0,0,40.84916385068869,86.416609842863778,-45.567445992175088,27200.933845235526,-44.656097072331583,-45.567445992175088,45.567445992175088,null,0,0,0,0.68002334613088822,7.25,8]
["2010-08-03T19:59:59.660",51.14933816489993,170.53189344177636,0,0,0,0,null,null,4.5604670208229061,91.209340416458119,null,0,0,0,0,0,170.53189344177636,91.209340416458119,79.322553025318243,40000,80.941380638079835,79.322553025318243,0,null,0,0,0,1,20,8]
["2010-08-04T04:29:59.660",14.65995601353826,48.87629334913656,114.15525114155253,380.47945205479459,13.440860215053059,44.798387096771847,null,null,0,0,null,0,0,0,0,0,474.15413250070299,0,474.15413250070299,28163.567402202189,483.83074744969696,474.15413250070299,0,null,0,0,0,0.70408918505505469,4.5,8]
["2010-08-04T08:44:59.660",16.586082107265124,55.297997745621927,0,0,0,0,null,null,97.494765553783623,1949.8953110756725,null,0,0,0,0,0,55.297997745621927,1949.8953110756725,-1894.5973133300506,32820.418808516042,-1856.7053670634496,-1894.5973133300506,1894.5973133300506,null,0,0,0,0.82051047021290102,8.75,8]
["2010-08-04T21:29:59.660",91.918998707861846,306.45794169201139,0,0,0,0,null,null,0,0,null,0,0,0,0,0,306.45794169201139,0,306.45794169201139,39273.003060552335,312.71218540001161,306.45794169201139,0,null,0,0,0,0.98182507651380846,21.5,8]
["2010-08-05T06:14:59.660",13.054851467144251,43.524874791458934,0,0,0,0,null,null,0.10223125302561598,2.0446250605123195,null,0,0,0,0,0,43.524874791458934,2.0446250605123195,41.480249730946618,25546.337758655805,42.32678543974145,41.480249730946618,0,null,0,0,0,0.63865844396639515,6.25,8]
["2010-08-05T10:29:59.660",13.108355091598378,43.703255875388997,0,0,0,0,null,null,18.23384988129855,364.67699762597101,null,0,0,0,0,0,43.703255875388997,364.67699762597101,-320.97374175058201,27343.205824029999,-314.55426691557034,-320.97374175058201,320.97374175058201,null,0,0,0,0.68358014560074998,10.5,8]
["2010-08-05T23:59:59.660",18.030676577864327,60.114275710599664,0,0,0,0,null,null,0,0,null,0,0,0,0,0,60.114275710599664,0,60.114275710599664,36822.141592973916,61.341097663877207,60.114275710599664,0,null,0,0,0,0.92055353982434796,0,8]
["2010-08-06T07:44:59.660",53.342981184546069,177.84549926927659,0,0,0,0,null,null,9.6623394448861113,193.24678889772224,null,0,0,0,0,0,177.84549926927659,193.24678889772224,-15.401289628445653,25325.532952982674,-15.093263835876741,-15.401289628445653,15.401289628445653,null,0,0,0,0.63313832382456692,7.75,8]
["2010-08-06T11:59:59.660",21.187382644373908,70.638733736342616,0,0,0,0,null,null,33.251948737642614,665.03897475285225,null,0,0,0,0,0,70.638733736342616,665.03897475285225,-594.40024101650965,31684.895177268289,-582.5122361961794,-594.40024101650965,594.40024101650965,null,0,0,0,0.79212237943170727,12,8]
["2010-08-07T00:44:59.660",17.121117354846913,57.081805261059607,114.15525114155253,380.47945205479459,13.440860215053059,44.798387096771847,null,null,0,0,null,0,0,0,0,0,482.35964441262604,0,482.35964441262604,37323.301752655621,492.20371878839393,482.35964441262604,0,null,0,0,0,0.93308254381639055,0.75,8]
["2010-08-07T09:29:59.660",95.664242848839763,318.94458565803177,0,0,0,0,null,null,9.7470444475570623,194.94088895114123,null,0,0,0,0,0,318.94458565803177,194.94088895114123,124.00369670689054,27140.656280860847,126.53438439478626,124.00369670689054,0,null,0,0,0,0.67851640702152127,9.5,8]
["2010-08-07T19:29:59.660",32.476619090545555,108.27704804787888,0,0,0,0,null,null,19.723883085848627,394.47766171697253,null,0,0,0,0,0,108.27704804787888,394.47766171697253,-286.20061366909363,40000,0,0,0,null,0,-286.20061366909363,286.20061366909363,1,19.5,8]
["2010-08-07T22:14:59.660",20.812858070762594,69.390068807922489,0,0,0,0,null,null,0,0,null,0,0,0,0,0,69.390068807922489,0,69.390068807922489,39493.282637597273,70.806192661145403,69.390068807922489,0,null,0,0,0,0.98733206593993184,22.25,8]
["2010-08-08T10:59:59.660",24.023067362942506,80.092906588050312,0,0,0,0,null,null,61.484678027789982,1229.6935605557996,null,0,0,0,0,0,80.092906588050312,1229.6935605557996,-1149.6006539677494,40000,0,0,0,null,0,-1149.6006539677494,1149.6006539677494,1,11,8]
["2010-08-08T15:14:59.660",112.73185637984065,375.84800917038876,0,0,0,0,null,null,168.40644093078487,2500,null,0,0,0,868.12881861569713,0,375.84800917038876,2500,-2124.1519908296113,40000,0,0,0,null,0,-2124.1519908296113,2124.1519908296113,1,15.25,8]
["2010-08-08T23:59:59.660",24.986130609197843,83.303759451065616,0,0,0,{"$f":"F21124*$G$2","v":0},null,null,0,0,null,0,0,0,0,0,83.303759451065616,0,83.303759451065616,38013.323466310445,85.003836174556753,83.303759451065616,0,null,0,0,0,{"$f":"U21124*(1-bat_soc*0.01)/bat_cap_use/1000+bat_soc*0.01","v":0.95033308665776106},0,8]
["2010-08-09T06:44:59.660",12.412809768221784,41.384307767251428,0,0,0,0,null,null,19.90666973059604,398.13339461192078,null,0,0,0,0,0,41.384307767251428,398.13339461192078,-356.74908684466936,26289.290679940095,-349.61410510777597,-356.74908684466936,356.74908684466936,null,0,0,0,0.65723226699850235,6.75,8]
["2010-08-09T21:14:59.660",120.75738070694581,402.60510727695731,0,0,0,0,null,null,0,0,null,0,0,0,0,0,402.60510727695731,0,402.60510727695731,38606.608505083568,410.82153803771155,402.60510727695731,0,null,0,0,0,0.96516521262708921,21.25,8]
["2010-08-10T01:29:59.660",22.417963015940391,74.741488695145264,114.15525114155253,380.47945205479459,13.440860215053059,44.798387096771847,null,null,0,0,null,0,0,0,0,0,500.01932784671169,0,500.01932784671169,32836.264988110401,510.22380392521603,500.01932784671169,0,null,0,0,0,0.82090662470275999,1.5,8]
["2010-08-10T14:14:59.660",56.018155627927982,186.76453086351191,0,0,0,0,null,null,175.71144163054771,2500,null,0,0,0,1014.2288326109542,0,186.76453086351191,2500,-2313.2354691364881,40000,0,0,0,null,0,-2313.2354691364881,2313.2354691364881,1,14.25,8]
["2010-08-10T22:59:59.660",32.530122914391569,108.4554297965815,0,0,0,0,null,null,0,0,null,0,0,0,0,0,108.4554297965815,0,108.4554297965815,37618.353806446918,110.66880591487909,108.4554297965815,0,null,0,0,0,0.94045884516117295,23,8]
["2010-08-11T03:14:59.660",15.355502533266215,51.195245445909563,114.15525114155253,380.47945205479459,13.440860215053059,44.798387096771847,null,null,0,0,null,0,0,0,0,0,476.47308459747603,0,476.47308459747603,31228.279216344337,486.19702509946535,476.47308459747603,0,null,0,0,0,0.78070698040860842,3.25,8]
["2010-08-11T12:14:59.660",16.532579479770469,55.119619985554742,0,0,0,0,null,null,154.21407339467569,2500,null,0,0,0,584.28146789351376,0,55.119619985554742,2500,-2444.8803800144451,40000,0,0,0,null,0,-2444.8803800144451,2444.8803800144451,1,12.25,8]
["2010-08-12T00:29:59.660",18.030676577864327,60.114275710599664,114.15525114155253,380.47945205479459,13.440860215053059,44.798387096771847,null,null,0,0,null,0,0,0,0,0,485.39211486216607,0,485.39211486216607,37398.291037417155,495.29807638996539,485.39211486216607,0,null,0,0,0,0.93495727593542888,0.5,8]
["2010-08-12T04:44:59.660",14.231928613040401,47.449249995876698,114.15525114155253,380.47945205479459,13.440860215053059,44.798387096771847,null,null,0,0,null,0,0,0,0,0,472.72708914744317,0,472.72708914744317,29088.710521831723,482.37458076269712,472.72708914744317,0,null,0,0,0,0.727217763045793,4.75,8]
["2010-08-12T13:29:59.660",38.308500198612727,127.72053966217483,0,0,0,0,null,null,129.06515377015472,2500,null,0,0,0,81.303075403094226,0,127.72053966217483,2500,-2372.2794603378252,40000,0,0,0,null,0,-2372.2794603378252,2372.2794603378252,1,13.5,8]
["2010-08-13T02:14:59.660",14.392439685794676,47.984393912439451,114.15525114155253,380.47945205479459,13.440860215053059,44.798387096771847,null,null,0,0,null,0,0,0,0,0,473.26223306400584,0,473.26223306400584,33816.741310150741,482.92064598367944,473.26223306400584,0,null,0,0,0,0.84541853275376855,2.25,8]
["2010-08-13T07:44:59.660",31.353045967887315,104.53105525693631,0,0,0,0,null,null,3.7520641332238043,75.041282664476086,null,0,0,0,0,0,104.53105525693631,75.041282664476086,29.489772592460227,26043.730826266834,30.091604686183906,29.489772592460227,0,null,0,0,0,0.65109327065667078,7.75,8]
["2010-08-13T14:59:59.660",11.770767869907425,39.243740078271358,0,0,0,0,null,null,47.352352707755784,947.04705415511569,null,0,0,0,0,0,39.243740078271358,947.04705415511569,-907.80331407684434,40000,0,0,0,null,0,-907.80331407684434,907.80331407684434,1,15,8]
["2010-08-14T03:44:59.660",13.054852065319933,43.524876785776655,114.15525114155253,380.47945205479459,13.440860215053059,44.798387096771847,null,null,0,0,null,0,0,0,0,0,468.80271593734312,0,468.80271593734312,29870.68876150396,478.37011830341135,468.80271593734312,0,null,0,0,0,0.74676721903759902,3.75,8]
["2010-08-14T07:59:59.660",33.011654736911133,110.06085689286172,0,0,0,{"$f":"F21636*$G$2","v":0},null,null,32.522322595698633,650.44645191397262,null,0,0,0,0,0,110.06085689286172,650.44645191397262,-540.38559502111093,26153.720071152402,-529.57788312068874,-540.38559502111093,540.38559502111093,null,0,0,0,{"$f":"U21636*(1-bat_soc*0.01)/bat_cap_use/1000+bat_soc*0.01","v":0.65384300177881005},8,8]
["2010-08-14T16:44:59.660",14.178425985545747,47.27087223580952,0,0,0,0,null,null,72.504312278600679,1450.0862455720135,null,0,0,0,0,0,47.27087223580952,1450.0862455720135,-1402.8153733362039,40000,0,0,0,null,0,-1402.8153733362039,1402.8153733362039,1,16.75,8]
["2010-08-15T03:14:59.660",12.252299891818875,40.849167839324132,114.15525114155253,380.47945205479459,13.440860215053059,44.798387096771847,null,null,0,0,null,0,0,0,0,0,466.12700699089055,0,466.12700699089055,32277.144650198992,475.63980305192916,466.12700699089055,0,null,0,0,0,0.80692861625497481,3.25,8]
["2010-08-15T05:29:59.660",14.766963461838404,49.233056181769243,114.15525114155253,380.47945205479459,13.440860215053059,44.798387096771847,null,null,0,0,null,0,0,0,0,0,474.51089533333572,0,474.51089533333572,28023.325545784814,484.19479115646504,474.51089533333572,0,null,0,0,0,0.70058313864462041,5.5,8]
["2010-08-15T18:14:59.660",22.364459391486275,74.563107611215244,0,0,0,0,null,null,18.748920283925809,374.9784056785162,null,0,0,0,0,0,74.563107611215244,374.9784056785162,-300.41529806730097,40000,0,0,0,null,0,-300.41529806730097,300.41529806730097,1,18.25,8]
["2010-08-15T22:29:59.660",23.43452928847417,78.13072064777289,0,0,0,0,null,null,0,0,null,0,0,0,0,0,78.13072064777289,0,78.13072064777289,38822.22686970434,79.72522515078866,78.13072064777289,0,null,0,0,0,0.97055567174260848,22.5,8]
["2010-08-16T07:14:59.660",10.433180648216466,34.784224281153698,0,0,0,0,null,null,5.1879074902290547,103.75814980458109,null,0,0,0,0,0,34.784224281153698,103.75814980458109,-68.973925523427397,27027.367231622633,-67.594447012958852,-68.973925523427397,68.973925523427397,null,0,0,0,0.6756841807905658,7.25,8]
["2010-08-16T22:44:59.660",25.146640684992644,83.838900043765477,0,0,0,0,null,null,0,0,null,0,0,0,0,0,83.838900043765477,0,83.838900043765477,38353.054734038742,85.54989800384233,83.838900043765477,0,null,0,0,0,0.95882636835096857,22.75,8]
["2010-08-17T04:29:59.660",13.429376439539347,44.773541049424182,114.15525114155253,380.47945205479459,13.440860215053059,44.798387096771847,null,null,0,0,null,0,0,0,0,0,470.05138020099059,0,470.05138020099059,29690.535378806155,479.64426551121488,470.05138020099059,0,null,0,0,0,0.74226338447015383,4.5,8]
["2010-08-17T08:44:59.660",82.288369634970735,274.34942436299241,0,0,0,0,null,null,13.254569898739065,265.09139797478133,null,0,0,0,0,0,274.34942436299241,265.09139797478133,9.2580263882110785,26951.866222072069,9.4469657022562021,9.2580263882110785,0,null,0,0,0,0.67379665555180168,8.75,8]
["2010-08-17T21:29:59.660",42.695786437296881,142.34775198194779,0,0,0,0,null,null,0,0,null,0,0,0,0,0,142.34775198194779,0,142.34775198194779,36979.014776912962,145.25280814484469,142.34775198194779,0,null,0,0,0,0.92447536942282404,21.5,8]
["2010-08-18T06:14:59.660",11.449747120142133,38.173456898553873,0,0,0,0,null,null,2.2373527913302387,44.747055826604772,null,0,0,0,0,0,38.173456898553873,44.747055826604772,-6.5735989280508988,24275.374528727149,-6.4421269494898805,-6.5735989280508988,6.5735989280508988,null,0,0,0,0.60688436321817874,6.25,8]
["2010-08-18T09:59:59.660",8.9885865764010511,29.967947645721104,0,0,0,0,null,null,43.935270733436923,878.70541466873851,null,0,0,0,0,0,29.967947645721104,878.70541466873851,-848.73746702301742,32158.101828183891,-831.76271768255708,-848.73746702301742,848.73746702301742,null,0,0,0,0.80395254570459729,10,8]
["2010-08-18T22:59:59.660",50.507296067193671,168.39132508802371,0,0,0,0,null,null,0,0,null,0,0,0,0,0,168.39132508802371,0,168.39132508802371,38257.474044163013,171.82788274288134,168.39132508802371,0,null,0,0,0,0.95643685110407539,23,8]
["2010-08-19T07:44:59.660",31.513556442465916,105.06619717918137,0,0,0,0,null,null,11.032820364453647,220.65640728907294,null,0,0,0,0,0,105.06619717918137,220.65640728907294,-115.59021010989157,25311.756051911183,-113.27840590769374,-115.59021010989157,115.59021010989157,null,0,0,0,0.63279390129777957,7.75,8]
["2010-08-19T11:59:59.660",13.750397189304634,45.843824229141653,0,0,0,0,null,null,108.93317401029144,2178.6634802058288,null,0,0,0,0,0,45.843824229141653,2178.6634802058288,-2132.819655976687,37521.555196989502,-2090.1632628571533,-2132.819655976687,2132.819655976687,null,0,0,0,0.93803887992473756,12,8]
["2010-08-19T20:44:59.660",50.507295867801787,168.39132442325115,0,0,0,0,null,null,0,0,null,0,0,0,0,0,168.39132442325115,0,168.39132442325115,39580.091795456079,171.827882064542,168.39132442325115,0,null,0,0,0,0.98950229488640196,20.75,8]
["2010-08-20T05:29:59.660",11.556754568442278,38.530219731186556,114.15525114155253,380.47945205479459,13.440860215053059,44.798387096771847,null,null,0,0,null,0,0,0,0,0,463.80805888275302,0,463.80805888275302,27891.033184710501,473.27352947219697,463.80805888275302,0,null,0,0,0,0.69727582961776247,5.5,8]
["2010-08-20T13:29:59.660",28.463857425472693,94.898500656525954,0,0,0,0,null,null,183.76392956305489,2500,null,0,0,0,1175.278591261098,0,94.898500656525954,2500,-2405.1014993434742,40000,0,0,0,null,0,-2405.1014993434742,2405.1014993434742,1,13.5,8]
["2010-08-20T22:14:59.660",26.002696682339725,86.692990738920642,0,0,0,0,null,null,0,0,null,0,0,0,0,0,86.692990738920642,0,86.692990738920642,39148.435230859403,88.462235447878214,86.692990738920642,0,null,0,0,0,0.97871088077148516,22.25,8]
["2010-08-21T10:59:59.660",13.64339033918017,45.487063390826691,0,0,0,0,null,null,148.79887980279588,2500,null,0,0,0,475.97759605591773,0,45.487063390826691,2500,-2454.5129366091733,40000,0,0,0,null,0,-2454.5129366091733,2454.5129366091733,1,11,8]
["2010-08-21T19:44:59.660",35.098290507649033,117.01770055250188,0,0,0,0,null,null,2.9553770687823584,59.107541375647166,null,0,0,0,0,0,117.01770055250188,59.107541375647166,57.910159176854712,40000,59.091999160055828,57.910159176854712,0,null,0,0,0,1,19.75,8]
["2010-08-22T00:59:59.660",17.442138304004096,58.152089105549656,114.15525114155253,380.47945205479459,13.440860215053059,44.798387096771847,null,null,0,0,null,0,0,0,0,0,483.4299282571161,0,483.4299282571161,36081.050360684494,493.29584516032259,483.4299282571161,0,null,0,0,0,0.90202625901711231,1,8]
["2010-08-22T12:29:59.660",60.458945491066274,201.57012426721496,0,0,0,0,null,null,180.35178748701574,2500,null,0,0,0,1107.0357497403147,0,201.57012426721496,2500,-2298.4298757327851,40000,0,0,0,null,0,-2298.4298757327851,2298.4298757327851,1,12.5,8]
["2010-08-22T21:14:59.660",26.484228504859281,88.298417835200851,0,0,0,0,null,null,0,0,null,0,0,0,0,0,88.298417835200851,0,88.298417835200851,39468.278611085079,90.100426362449852,88.298417835200851,0,null,0,0,0,0.98670696527712698,21.25,8]
["2010-08-23T01:29:59.660",15.301998709420193,51.016863697206922,114.15525114155253,380.47945205479459,13.440860215053059,44.798387096771847,null,null,0,0,null,0,0,0,0,0,476.29470284877334,0,476.29470284877334,35042.888720463678,486.0150029069116,476.29470284877334,0,null,0,0,0,0.87607221801159196,1.5,8]
["2010-08-23T14:14:59.660",92.561040606176221,308.59850938099152,0,0,0,0,null,null,165.85426897225179,2500,null,0,0,0,817.08537944503587,0,308.59850938099152,2500,-2191.4014906190087,40000,0,0,0,null,0,-2191.4014906190087,2191.4014906190087,1,14.25,8]
["2010-08-23T20:29:59.660",41.572212915854848,138.60175786146007,0,0,0,0,null,null,0,0,null,0,0,0,0,0,138.60175786146007,0,138.60175786146007,39624.557615072139,141.43036516475519,138.60175786146007,0,null,0,0,0,0.9906139403768035,20.5,8]
["2010-08-24T02:59:59.660",15.997544032796785,53.335811805344484,114.15525114155253,380.47945205479459,13.440860215053059,44.798387096771847,null,null,0,0,null,0,0,0,0,0,478.61365095691087,0,478.61365095691087,31536.79134788354,488.38127648664374,478.61365095691087,0,null,0,0,0,0.78841978369708854,3,8]
["2010-08-24T11:44:59.660",97.162340545109288,323.93924337739435,0,0,0,0,null,null,176.32782336453408,2500,null,0,0,0,1026.5564672906817,0,323.93924337739435,2500,-2176.0607566226058,40000,0,0,0,null,0,-2176.0607566226058,2176.0607566226058,1,11.75,8]
["2010-08-25T00:29:59.660",25.093137459322303,83.660520289380557,114.15525114155253,380.47945205479459,13.440860215053059,44.798387096771847,null,null,0,0,null,0,0,0,0,0,508.93835944094701,{"$f":"K22662+M22662+O22662+Q22662","v":0},508.93835944094701,{"$f":"U22661-V22661","v":37204.790655415389},519.32485657239488,508.93835944094701,0,null,0,0,0,0.93011976638538474,0.5,8]
["2010-08-25T04:44:59.660",12.840836969327746,42.811350455738705,114.15525114155253,380.47945205479459,13.440860215053059,44.798387096771847,null,null,0,0,null,0,0,0,0,0,468.08918960730512,0,468.08918960730512,28891.023655856468,477.64203021153583,468.08918960730512,0,null,0,0,0,0.72227559139641173,4.75,8]
["2010-08-25T15:59:59.660",19.421767025225623,64.752171262102223,0,0,0,{"$f":"F22724*$G$2","v":0},null,null,136.71672823985213,2500,null,0,0,0,234.33456479704273,0,64.752171262102223,2500,-2435.2478287378976,40000,0,0,0,null,0,-2435.2478287378976,2435.2478287378976,{"$f":"U22724*(1-bat_soc*0.01)/bat_cap_use/1000+bat_soc*0.01","v":1},16,8]
["2010-08-26T01:59:59.660",18.565711426662332,61.898081896492215,114.15525114155253,380.47945205479459,13.440860215053059,44.798387096771847,null,null,0,0,null,0,0,0,0,0,487.17592104805863,0,487.17592104805863,33526.230110517274,497.11828678373331,487.17592104805863,0,null,0,0,0,0.83815575276293175,2,8]
["2010-08-26T06:14:59.660",14.017913915832004,46.735724995383904,0,0,0,0,null,null,0.28959695339870295,5.7919390679740594,null,0,0,0,0,0,46.735724995383904,5.7919390679740594,40.943785927409849,25249.049337634562,41.779373395316171,40.943785927409849,0,null,0,0,0,0.63122623344086404,6.25,8]
["2010-08-26T14:59:59.660",16.211558929397086,54.049337470609885,0,0,0,0,null,null,158.44628474160916,2500,null,0,0,0,668.92569483218313,0,54.049337470609885,2500,-2445.9506625293902,40000,0,0,0,null,0,-2445.9506625293902,2445.9506625293902,1,15,8]
["2010-08-27T03:44:59.660",16.051047657250912,53.51419288927454,114.15525114155253,380.47945205479459,13.440860215053059,44.798387096771847,null,null,0,0,null,0,0,0,0,0,478.79203204084104,0,478.79203204084104,30539.934246960773,488.5632980008582,478.79203204084104,0,null,0,0,0,0.7634983561740194,3.75,8]
["2010-08-27T11:29:59.660",12.894341590741343,42.989734863531638,0,0,0,0,null,null,5.6101785967574305,112.2035719351486,null,0,0,0,0,0,42.989734863531638,112.2035719351486,-69.213837071616965,28971.026400478484,-67.82956033018462,-69.213837071616965,69.213837071616965,null,0,0,0,0.7242756600119622,11.5,8]
["2010-08-27T16:29:59.660",26.484228305467376,88.298417170428237,0,0,0,0,null,null,88.213585144312646,1764.271702886253,null,0,0,0,0,0,88.298417170428237,{"$f":"K22918+M22918+O22918+Q22918","v":1764.271702886253},-1675.9732857158249,{"$f":"U22917-V22917","v":40000},0,0,0,null,0,-1675.9732857158249,1675.9732857158249,1,16.5,8]
["2010-08-28T05:14:59.660",13.7503981862641,45.843827553004509,114.15525114155253,380.47945205479459,13.440860215053059,44.798387096771847,null,null,8.74089704885056E-3,0.1748179409770112,null,0,0,0,0,0,471.121666704571,0.1748179409770112,470.94684876359401,28902.160875358935,480.55800894244288,470.94684876359401,0,null,0,0,0,0.72255402188397344,5.25,8]
["2010-08-28T13:59:59.660",14.820467883860109,49.411439924789605,0,0,0,0,null,null,139.67599867815699,2500,null,0,0,0,293.5199735631395,0,49.411439924789605,2500,-2450.5885600752104,40000,0,0,0,null,0,-2450.5885600752104,2450.5885600752104,1,14,8]
["2010-08-28T18:14:59.660",12.038285593394269,40.135644168376494,0,0,0,0,null,null,40.227293983782005,804.54587967564009,null,0,0,0,0,0,40.135644168376494,804.54587967564009,-764.41023550726356,40000,0,0,0,null,0,-764.41023550726356,764.41023550726356,1,18.25,8]
["2010-08-29T02:59:59.660",16.372068805799987,54.58447739853716,114.15525114155253,380.47945205479459,13.440860215053059,44.798387096771847,null,null,0,0,null,0,0,0,0,0,479.86231655010363,0,479.86231655010363,33321.577359120973,489.65542505112614,479.86231655010363,0,null,0,0,0,0.83303943397802438,3,8]
["2010-08-29T08:44:59.660",22.203949315691464,74.027967018515341,0,0,0,0,null,null,74.601455041969004,1492.0291008393801,null,0,0,0,0,0,74.027967018515341,1492.0291008393801,-1418.0011338208649,33332.614238531518,-1389.6411111444474,-1418.0011338208649,1418.0011338208649,null,0,0,0,0.83331535596328798,8.75,8]
["2010-08-29T19:44:59.660",29.587430747522824,98.644494112241091,0,0,0,0,null,null,10.823386466188419,216.46772932376837,null,0,0,0,0,0,98.644494112241091,216.46772932376837,-117.82323521152728,40000,0,0,0,null,0,-117.82323521152728,117.82323521152728,1,19.75,8]
["2010-08-30T04:29:59.660",15.141488234841605,50.481721774961912,114.15525114155253,380.47945205479459,13.440860215053059,44.798387096771847,null,null,0,0,null,0,0,0,0,0,475.75956092652837,0,475.75956092652837,30347.672673996251,485.46893972094733,475.75956092652837,0,null,0,0,0,0.75869181684990616,4.5,8]
["2010-08-30T17:14:59.660",127.87334481407414,426.32973161012319,0,0,0,0,null,null,7.1960512829202745,143.92102565840548,null,0,0,0,0,0,426.32973161012319,143.92102565840548,282.40870595171771,39933.980247715168,288.17214893032417,282.40870595171771,0,null,0,0,0,0.99834950619287921,17.25,8]
["2010-08-30T21:29:59.660",23.327522238957815,77.773959144685364,0,0,0,0,null,null,0,0,null,0,0,0,0,0,77.773959144685364,0,77.773959144685364,37958.033549968037,79.361182800699353,77.773959144685364,0,null,0,0,0,0.94895083874920094,21.5,8]
["2010-08-31T04:14:59.660",18.940236797841212,63.146749484002605,114.15525114155253,380.47945205479459,13.440860215053059,44.798387096771847,null,null,0,0,null,0,0,0,0,0,488.42458863556908,0,488.42458863556908,29124.979200822181,498.39243738323376,488.42458863556908,0,null,0,0,0,0.72812448002055452,4.25,8]
["2010-08-31T10:14:59.660",48.688177022983162,162.32638219462586,0,0,0,0,null,null,29.122720979574513,582.45441959149025,null,0,0,0,0,0,162.32638219462586,582.45441959149025,-420.12803739686439,29614.974404225555,-411.7254766489271,-420.12803739686439,420.12803739686439,null,0,0,0,0.74037436010563884,10.25,8]
["2010-08-31T18:59:59.660",126.42875054286684,421.51345430991802,0,0,0,0,null,null,5.0435023132825414,100.87004626565083,null,0,0,0,0,0,421.51345430991802,100.87004626565083,320.64340804426718,39846.909052688578,327.18715106557875,320.64340804426718,0,null,0,0,0,0.99617272631721443,19,8]
["2010-09-01T07:44:59.660",75.814447426156818,252.76536771880683,0,0,0,0,null,null,40.358962974060624,807.17925948121251,null,0,0,0,0,0,252.76536771880683,807.17925948121251,-554.41389176240568,22368.479927130196,-543.32561392715752,-554.41389176240568,554.41389176240568,null,0,0,0,0.55921199817825495,7.75,9]
["2010-09-01T11:59:59.660",16.051047657250912,53.51419288927454,0,0,0,0,null,null,109.93565015008808,2198.7130030017615,null,0,0,0,0,0,53.51419288927454,2198.7130030017615,-2145.1988101124871,40000,0,0,0,null,0,-2145.1988101124871,2145.1988101124871,1,12,9]
["2010-09-01T23:44:59.660",27.875319151612462,92.936314051475946,0,0,0,0,null,null,0,0,null,0,0,0,0,0,92.936314051475946,0,92.936314051475946,37800.400902005691,94.832973521914226,92.936314051475946,0,null,0,0,0,0.94501002255014221,23.75,9]
["2010-09-02T09:14:59.660",49.276715695627182,164.28857012922103,0,0,0,0,null,null,94.808069273098539,1896.1613854619709,null,0,0,0,0,0,164.28857012922103,1896.1613854619709,-1731.87281533275,30812.953986964807,-1697.235359026095,-1731.87281533275,1731.87281533275,null,0,0,0,0.77032384967412015,9.25,9]
["2010-09-02T17:59:59.660",36.917409352467629,123.08264278112708,0,0,0,0,null,null,33.686612035124242,673.73224070248489,null,0,0,0,0,0,123.08264278112708,673.73224070248489,-550.64959792135778,40000,0,0,0,null,0,-550.64959792135778,550.64959792135778,1,18,9]
["2010-09-02T22:14:59.660",39.004045322597399,130.03948710553973,0,0,0,0,null,null,0,0,null,0,0,0,0,0,130.03948710553973,0,130.03948710553973,38841.107030013183,132.69335418932627,130.03948710553973,0,null,0,0,0,0.97102767575032956,22.25,9]
["2010-09-03T10:59:59.660",20.919865319670844,69.746830975782601,0,0,0,0,null,null,99.976254034471609,1999.5250806894321,null,0,0,0,0,0,69.746830975782601,1999.5250806894321,-1929.7782497136495,36151.6528154107,-1891.1826847193765,-1929.7782497136495,1929.7782497136495,null,0,0,0,0.90379132038526744,11,9]
["2010-09-03T19:14:59.660",28.891886022321916,96.325547998421271,0,0,0,0,null,null,5.8879684928899589,117.75936985779919,null,0,0,0,0,0,96.325547998421271,117.75936985779919,-21.433821859377915,40000,0,0,0,null,0,-21.433821859377915,21.433821859377915,1,19.25,9]
["2010-09-03T23:44:59.660",23.595039763052746,78.665862570017865,0,0,0,0,null,null,0,0,null,0,0,0,0,0,78.665862570017865,0,78.665862570017865,37939.312751510915,80.271288336752932,78.665862570017865,0,null,0,0,0,0.94848281878777285,23.75,9]
["2010-09-04T12:29:59.660",48.527666747796481,161.79124093715347,0,0,0,0,null,null,62.937470150308911,1258.7494030061782,null,0,0,0,0,0,161.79124093715347,1258.7494030061782,-1096.9581620690246,35291.754432007554,-1075.0189988276441,-1096.9581620690246,1096.9581620690246,null,0,0,0,0.8822938608001889,12.5,9]
["2010-09-04T21:14:59.660",24.344088312099689,81.163190432540361,0,0,0,0,null,null,0,0,null,0,0,0,0,0,81.163190432540361,0,81.163190432540361,39168.575535513846,82.819582074020772,81.163190432540361,0,null,0,0,0,0.97921438838784614,21.25,9]
["2010-09-05T01:29:59.660",17.763158854377487,59.222371620494542,114.15525114155253,380.47945205479459,41.666666666664483,138.87499999999272,null,null,0,0,null,0,0,0,0,0,578.57682367528184,0,578.57682367528184,35111.23905108765,590.38451395436925,578.57682367528184,0,null,0,0,0,0.8777809762771912,1.5,9]
["2010-09-05T14:44:59.660",59.335372169016139,197.8241308114998,0,0,0,0,null,null,124.82306239471976,2496.461247894395,null,0,0,0,0,0,197.8241308114998,2496.461247894395,-2298.6371170828952,40000,0,0,0,null,0,-2298.6371170828952,2298.6371170828952,1,14.75,9]
["2010-09-05T22:44:59.660",36.863905129837832,122.90425970287933,0,0,0,0,null,null,0,0,null,0,0,0,0,0,122.90425970287933,0,122.90425970287933,37835.635194474933,125.41250990089728,122.90425970287933,0,null,0,0,0,0.94589087986187337,22.75,9]
["2010-09-06T02:59:59.660",16.372068407016194,54.584476068991989,114.15525114155253,380.47945205479459,41.666666666664483,138.87499999999272,null,null,0,0,null,0,0,0,0,0,573.93892812377931,0,573.93892812377931,30559.261014098243,585.65196747324421,573.93892812377931,0,null,0,0,0,0.76398152535245611,3,9]
["2010-09-06T11:44:59.660",18.886732973995201,62.968367735299999,0,0,0,0,null,null,164.74349116406552,2500,null,0,0,0,794.86982328131035,0,62.968367735299999,2500,-2437.0316322647,40000,0,0,0,null,0,-2437.0316322647,2437.0316322647,1,11.75,9]
["2010-09-07T00:29:59.660",30.122465596320829,100.42830029813365,114.15525114155253,380.47945205479459,41.666666666664483,138.87499999999272,null,null,0,0,null,0,0,0,0,0,619.78275235292097,0,619.78275235292097,37030.181830818801,632.43137995196014,619.78275235292097,0,null,0,0,0,0.92575454577047001,0.5,9]
["2010-09-07T09:14:59.660",13.536383289663812,45.130301887739151,0,0,0,0,null,null,48.569156428535678,971.38312857071355,null,0,0,0,0,0,45.130301887739151,971.38312857071355,-926.25282668297439,25520.261692561719,-907.72777014931489,-926.25282668297439,926.25282668297439,null,0,0,0,0.63800654231404297,9.25,9]
["2010-09-07T13:14:59.660",24.344088910275371,81.163192426858089,0,0,0,0,null,null,118.48633620616968,2369.7267241233935,null,0,0,0,0,0,81.163192426858089,2369.7267241233935,-2288.5635316965354,40000,0,0,0,null,0,-2288.5635316965354,2288.5635316965354,1,13.25,9]
["2010-09-08T01:59:59.660",23.862557287147705,79.557765995350451,114.15525114155253,380.47945205479459,41.666666666664483,138.87499999999272,null,null,0,0,null,0,0,0,0,0,598.91221805013777,0,598.91221805013777,33323.4279820866,611.13491637769164,598.91221805013777,0,null,0,0,0,0.83308569955216505,2,9]
["2010-09-08T10:44:59.660",105.3483745492255,351.23148074711781,0,0,0,0,null,null,125.06817173715442,2500,null,0,0,0,1.3634347430884191,0,351.23148074711781,2500,-2148.768519252882,34310.454083420766,-2105.7931488678241,-2148.768519252882,2148.768519252882,null,0,0,0,0.85776135208551907,10.75,9]
["2010-09-08T14:59:59.660",28.410354598586153,94.720122231686233,0,0,0,0,null,null,26.425004676020038,528.5000935204007,null,0,0,0,0,0,94.720122231686233,528.5000935204007,-433.77997128871448,40000,0,0,0,null,0,-433.77997128871448,433.77997128871448,1,15,9]
["2010-09-09T04:44:59.660",26.3237178308888,87.763275248183263,114.15525114155253,380.47945205479459,41.666666666664483,138.87499999999272,null,null,0,0,null,0,0,0,0,0,607.11772730297059,0,607.11772730297059,24640.103520717959,619.50788500303122,607.11772730297059,0,null,0,0,0,0.61600258801794894,4.75,9]
["2010-09-09T12:14:59.660",15.248494486790387,50.838480618959153,0,0,0,0,null,null,47.560600164149385,951.21200328298767,null,0,0,0,0,0,50.838480618959153,951.21200328298767,-900.37352266402854,33019.288905892499,-882.36605221074797,-900.37352266402854,900.37352266402854,null,0,0,0,0.82548222264731252,12.25,9]
["2010-09-09T16:29:59.660",83.679460680507702,278.9873219088127,0,0,0,0,null,null,30.876559825593265,617.53119651186535,null,0,0,0,0,0,278.9873219088127,617.53119651186535,-338.54387460305264,39860.92289314395,-139.0771068560498,-141.9154151592345,141.9154151592345,null,0,-196.62845944381814,196.62845944381814,0.99652307232859882,16.5,9]
["2010-09-10T01:14:59.660",23.113508339316994,77.060436803282855,114.15525114155253,380.47945205479459,41.666666666664483,138.87499999999272,null,null,0,0,null,0,0,0,0,0,596.41488885807019,0,596.41488885807019,33747.370023456555,608.5866212837451,596.41488885807019,0,null,0,0,0,0.84368425058641394,1.25,9]
["2010-09-10T13:59:59.660",16.158054507375375,53.870953727589502,0,0,0,0,null,null,26.306440448973955,526.12880897947912,null,0,0,0,0,0,53.870953727589502,526.12880897947912,-472.25785525188962,40000,0,0,0,null,0,-472.25785525188962,472.25785525188962,1,14,9]
["2010-09-10T15:59:59.660",20.010305299085854,66.714357867152231,0,0,0,{"$f":"F24260*$G$2","v":0},null,null,27.216572841031528,544.33145682063059,null,0,0,0,0,0,66.714357867152231,544.33145682063059,-477.61709895347838,40000,0,0,0,null,0,-477.61709895347838,477.61709895347838,{"$f":"U24260*(1-bat_soc*0.01)/bat_cap_use/1000+bat_soc*0.01","v":1},16,9]
["2010-09-11T02:44:59.660",19.421767224617515,64.752171926874794,114.15525114155253,380.47945205479459,41.666666666664483,138.87499999999272,null,null,0,0,null,0,0,0,0,0,584.1066239816621,0,584.1066239816621,30833.558132482882,596.0271673282266,584.1066239816621,0,null,0,0,0,0.77083895331207197,2.75,9]
["2010-09-11T15:29:59.660",12.412810565789357,41.38431042634172,0,0,0,0,null,null,142.29190769034835,2500,null,0,0,0,345.83815380696706,0,41.38431042634172,2500,-2458.6156895736581,40000,0,0,0,null,0,-2458.6156895736581,2458.6156895736581,1,15.5,9]
["2010-09-11T19:44:59.660",37.024416003200194,123.43940295466945,0,0,0,0,null,null,0,0,null,0,0,0,0,0,123.43940295466945,0,123.43940295466945,39769.494598893602,125.95857444354026,123.43940295466945,0,null,0,0,0,0.99423736497234005,19.75,9]
["2010-09-12T04:29:59.660",22.471466441002629,74.91986911430277,114.15525114155253,380.47945205479459,41.666666666664483,138.87499999999272,null,null,0,0,null,0,0,0,0,0,594.27432116909006,0,594.27432116909006,27072.720016066865,606.40236853988779,594.27432116909006,0,null,0,0,0,0.67681800040167162,4.5,9]
["2010-09-12T11:29:59.660",13.857404039429097,46.200585067456608,0,0,0,0,null,null,152.80612329272893,2500,null,0,0,0,556.12246585457842,0,46.200585067456608,2500,-2453.7994149325432,40000,0,0,0,null,0,-2453.7994149325432,2453.7994149325432,1,11.5,9]
["2010-09-13T01:44:59.660",26.805249653408357,89.368702344463458,114.15525114155253,380.47945205479459,41.666666666664483,138.87499999999272,null,null,0,0,null,0,0,0,0,0,608.7231543992508,0,608.7231543992508,33774.285407236734,621.14607591760284,608.7231543992508,0,null,0,0,0,0.84435713518091837,1.75,9]
["2010-09-13T05:59:59.660",13.643390139788274,45.487062726054106,114.15525114155253,380.47945205479459,41.666666666664483,138.87499999999272,null,null,0,0,null,0,0,0,0,0,564.84151478084141,0,564.84151478084141,23705.530912871971,576.36889263351168,564.84151478084141,0,null,0,0,0,0.59263827282179937,6,9]
["2010-09-13T18:44:59.660",14.017914713399581,46.735727654474204,0,0,0,0,null,null,0.98982898887919624,19.796579777583926,null,0,0,0,0,0,46.735727654474204,19.796579777583926,26.939147876890278,36531.537361803261,27.488926404990082,26.939147876890278,0,null,0,0,0,0.91328843404508153,18.75,9]
["2010-09-14T03:29:59.660",16.532579280378577,55.119619320782178,114.15525114155253,380.47945205479459,41.666666666664483,138.87499999999272,null,null,0,0,null,0,0,0,0,0,574.47407137556957,0,574.47407137556957,24629.791182644647,586.19803201588729,574.47407137556957,0,null,0,0,0,0.61574477956611617,3.5,9]
["2010-09-14T06:59:59.660",37.987479050063648,126.65025515291221,0,0,0,0,null,null,4.4268922796229919,88.537845592459831,null,0,0,0,0,0,126.65025515291221,88.537845592459831,38.112409560452377,17706.689425330587,38.890213837196306,38.112409560452377,0,null,0,0,0,0.44266723563326466,7,9]
["2010-09-14T20:14:59.660",27.768312102096104,92.579552548388406,0,0,0,0,null,null,0,0,null,0,0,0,0,0,92.579552548388406,0,92.579552548388406,39591.194831173852,94.468931171824906,92.579552548388406,0,null,0,0,0,0.98977987077934626,20.25,9]
["2010-09-15T04:59:59.660",21.026872369187206,70.103592478870141,114.15525114155253,380.47945205479459,41.666666666664483,138.87499999999272,null,null,0,0,null,0,0,0,0,0,589.45804453365747,0,589.45804453365747,26311.954454132756,601.48780054454846,589.45804453365747,0,null,0,0,0,0.65779886135331889,5,9]
["2010-09-15T09:14:59.660",100.47955708619743,334.99884332538227,0,0,0,0,null,null,44.50567085838172,890.11341716763445,null,0,0,0,0,0,334.99884332538227,890.11341716763445,-555.11457384225218,25506.158778155794,-544.01228236540715,-555.11457384225218,555.11457384225218,null,0,0,0,0.63765396945389485,9.25,9]
["2010-09-15T17:59:59.660",25.467662232325512,84.909185882573254,0,0,0,0,null,null,5.9976784181827201,119.9535683636544,null,0,0,0,0,0,84.909185882573254,119.9535683636544,-35.044382481081144,40000,0,0,0,null,0,-35.044382481081144,35.044382481081144,1,18,9]
["2010-09-15T22:14:59.660",35.36580843052775,117.90960530737952,0,0,0,0,null,null,0,0,null,0,0,0,0,0,117.90960530737952,0,117.90960530737952,36181.858612939875,120.31592378304033,117.90960530737952,0,null,0,0,0,0.90454646532349692,22.25,9]
["2010-09-16T12:29:59.660",138.73455326157224,462.54100057408186,0,0,0,0,null,null,97.380761478165098,1947.6152295633019,null,0,0,0,0,0,462.54100057408186,1947.6152295633019,-1485.07422898922,37233.282957430252,-1455.3727444094357,-1485.07422898922,1485.07422898922,null,0,0,0,0.93083207393575629,12.5,9]
["2010-09-16T19:29:59.660",42.802793287421345,142.70451282026278,0,0,0,0,null,null,0,0,null,0,0,0,0,0,142.70451282026278,0,142.70451282026278,39505.309722997379,145.61684981659468,142.70451282026278,0,null,0,0,0,0.98763274307493454,19.5,9]
["2010-09-16T23:44:59.660",24.77211651016513,82.59023644489055,0,0,0,0,null,null,0,0,null,0,0,0,0,0,82.59023644489055,0,82.59023644489055,36785.733036059268,84.275751474378112,82.59023644489055,0,null,0,0,0,0.91964332590148168,23.75,9]
["2010-09-17T08:29:59.660",33.01165433812735,110.06085556331659,0,0,0,0,null,null,10.729569526207637,214.59139052415276,null,0,0,0,0,0,110.06085556331659,{"$f":"K24902+M24902+O24902+Q24902","v":214.59139052415276},-104.53053496083616,{"$f":"U24901-V24901","v":22481.70280103492},-102.43992426161944,-104.53053496083616,104.53053496083616,null,0,0,0,0.56204257002587299,8.5,9]
["2010-09-17T21:14:59.660",31.620563691374155,105.42295934704144,0,0,0,0,null,null,0,0,null,0,0,0,0,0,105.42295934704144,0,105.42295934704144,39100.303910679475,107.5744483133076,105.42295934704144,0,null,0,0,0,0.97750759776698692,21.25,9]
["2010-09-18T07:59:59.660",101.92415175618855,339.81512195513261,0,0,0,0,null,null,22.005066525124892,440.10133050249783,null,0,0,0,0,0,339.81512195513261,440.10133050249783,-100.28620854736522,22844.972550737872,-98.280484376417917,-100.28620854736522,100.28620854736522,null,0,0,0,0.57112431376844675,8,9]
["2010-09-18T09:59:59.660",17.38863428076618,57.973706692074444,0,0,0,0,null,null,97.010248290390322,1940.2049658078065,null,0,0,0,0,0,57.973706692074444,1940.2049658078065,-1882.231259115732,32344.633614924427,-1844.5866339334173,-1882.231259115732,1882.231259115732,null,0,0,0,0.80861584037311074,10,9]
["2010-09-18T22:44:59.660",26.43072468101326,88.120036086498203,0,0,0,0,null,null,0,0,null,0,0,0,0,0,88.120036086498203,0,88.120036086498203,37207.881245438017,89.918404169896121,88.120036086498203,0,null,0,0,0,0.93019703113595043,22.75,9]
["2010-09-19T02:59:59.660",21.02687197040342,70.103591149324998,114.15525114155253,380.47945205479459,41.666666666664483,138.87499999999272,null,null,0,0,null,0,0,0,0,0,589.4580432041123,0,589.4580432041123,30129.728019203179,601.48779918786965,589.4580432041123,0,null,0,0,0,0.75324320048007953,3,9]
["2010-09-19T11:44:59.660",16.479074658964979,54.941234912989245,0,0,0,0,null,null,159.9727991285877,2500,null,0,0,0,699.45598257175379,0,54.941234912989245,2500,-2445.0587650870107,40000,0,0,0,null,0,-2445.0587650870107,2445.0587650870107,1,11.75,9]
["2010-09-19T19:14:59.660",23.113508339316986,77.06043680328284,0,0,0,0,null,null,0,0,null,0,0,0,0,0,77.06043680328284,0,77.06043680328284,39930.544167632492,78.633098778860045,77.06043680328284,0,null,0,0,0,0.99826360419081228,19.25,9]
["2010-09-20T08:59:59.660",24.718612885710996,82.411855360960459,0,0,0,0,null,null,71.206945747299727,1424.1389149459947,null,0,0,0,0,0,82.411855360960459,1424.1389149459947,-1341.7270595850341,26258.070127334882,-1314.8925183933334,-1341.7270595850341,1341.7270595850341,null,0,0,0,0.65645175318337201,9,9]
["2010-09-20T13:14:59.660",29.801444846555544,99.358017118416186,0,0,0,0,null,null,153.93096257773078,2500,null,0,0,0,578.6192515546154,0,99.358017118416186,2500,-2400.6419828815838,40000,0,0,0,null,0,-2400.6419828815838,2400.6419828815838,1,13.25,9]
["2010-09-21T01:59:59.660",15.194991859295731,50.660102858891968,114.15525114155253,380.47945205479459,41.666666666664483,138.87499999999272,null,null,0,0,null,0,0,0,0,0,570.01455491367926,0,570.01455491367926,32784.487645890847,581.64750501395849,570.01455491367926,0,null,0,0,0,0.81961219114727124,2,9]
["2010-09-21T10:44:59.660",11.342741067585244,37.816698719329203,0,0,0,0,null,null,122.69346640133101,2453.8693280266202,null,0,0,0,0,0,37.816698719329203,2453.8693280266202,-2416.0526293072912,38175.775636492755,-1824.2243635072446,-1861.4534321502497,1861.4534321502497,null,0,-554.59919715704154,554.59919715704154,0.95439439091231881,10.75,9]
["2010-09-21T14:44:59.660",11.931278543877909,39.778882665288947,0,0,0,0,null,null,134.28311998649576,2500,null,0,0,0,185.66239972991525,0,39.778882665288947,2500,-2460.2211173347109,40000,0,0,0,null,0,-2460.2211173347109,2460.2211173347109,1,14.75,9]
["2010-09-21T23:29:59.660",18.351697327629619,61.184558890317149,0,0,0,0,null,null,0,0,null,0,0,0,0,0,61.184558890317149,0,61.184558890317149,38486.349395708676,62.433223357466481,61.184558890317149,0,null,0,0,0,0.96215873489271686,23.5,9]
["2010-09-22T12:14:59.660",142.53330162518,475.20602761835016,0,0,0,0,null,null,151.24388753594641,2500,null,0,0,0,524.87775071892838,0,475.20602761835016,2500,-2024.7939723816498,40000,0,0,0,null,0,-2024.7939723816498,2024.7939723816498,1,12.25,9]
["2010-09-22T16:29:59.660",73.674308030964809,245.63014297523668,0,0,0,0,null,null,70.013322936408798,1400.2664587281761,null,0,0,0,0,0,245.63014297523668,{"$f":"K25414+M25414+O25414+Q25414","v":1400.2664587281761},-1154.6363157529395,{"$f":"U25413-V25413","v":40000},0,0,0,null,0,-1154.6363157529395,1154.6363157529395,1,16.5,9]
["2010-09-23T01:14:59.660",18.619215250508351,62.076463645194842,114.15525114155253,380.47945205479459,41.666666666664483,138.87499999999272,null,null,0,0,null,0,0,0,0,0,581.43091569998217,0,581.43091569998217,33800.946236684118,593.29685275508382,581.43091569998217,0,null,0,0,0,0.84502365591710293,1.25,9]
["2010-09-23T10:14:59.660",24.825620334011134,82.768618193593127,0,0,0,0,null,null,82.650674834692836,1653.0134966938567,null,0,0,0,0,0,82.768618193593127,1653.0134966938567,-1570.2448785002637,31553.349503419904,-1538.8399809302584,-1570.2448785002637,1570.2448785002637,null,0,0,0,0.78883373758549757,10.25,9]
["2010-09-23T17:59:59.660",27.554298202455282,91.866030206985911,0,0,0,0,null,null,27.002245318033708,540.04490636067419,null,0,0,0,0,0,91.866030206985911,540.04490636067419,-448.17887615368829,40000,0,0,0,null,0,-448.17887615368829,448.17887615368829,1,18,9]
["2010-09-24T02:44:59.660",13.429376240147448,44.773540384651596,114.15525114155253,380.47945205479459,41.666666666664483,138.87499999999272,null,null,0,0,null,0,0,0,0,0,564.12799243943891,0,564.12799243943891,30566.086613760035,575.64080861167236,564.12799243943891,0,null,0,0,0,0.76415216534400088,2.75,9]
["2010-09-24T15:29:59.660",53.931519657798198,179.80768653909919,0,0,0,0,null,null,98.833173679875287,1976.6634735975058,null,0,0,0,0,0,179.80768653909919,1976.6634735975058,-1796.8557870584066,40000,0,0,0,null,0,-1796.8557870584066,1796.8557870584066,1,15.5,9]
["2010-09-25T00:14:59.660",23.809054061477362,79.37938624096553,114.15525114155253,380.47945205479459,41.666666666664483,138.87499999999272,null,null,0,0,null,0,0,0,0,0,598.73383829575278,0,598.73383829575278,36560.244780217094,610.95289622015594,598.73383829575278,0,null,0,0,0,0.91400611950542732,0.25,9]
["2010-09-25T05:44:59.660",16.479075655924451,54.941238236852122,114.15525114155253,380.47945205479459,41.666666666664483,138.87499999999272,null,null,0,0,null,0,0,0,0,0,574.2956902916394,0,574.2956902916394,23299.299914934523,586.01601050167289,574.2956902916394,0,null,0,0,0,0.58248249787336304,5.75,9]
["2010-09-25T16:59:59.660",20.812858270154486,69.39006947269506,0,0,0,0,null,null,25.31536494868114,506.30729897362278,null,0,0,0,0,0,69.39006947269506,506.30729897362278,-436.9172295009277,40000,0,0,0,null,0,-436.9172295009277,436.9172295009277,1,17,9]
["2010-09-26T01:44:59.660",19.368263600163385,64.573790842944732,114.15525114155253,380.47945205479459,41.666666666664483,138.87499999999272,null,null,0,0,null,0,0,0,0,0,583.92824289773205,0,583.92824289773205,33023.756729105007,595.84514581401231,583.92824289773205,0,null,0,0,0,0.82559391822762518,1.75,9]
["2010-09-26T05:59:59.660",16.158054706767274,53.870954392362094,114.15525114155253,380.47945205479459,41.666666666664483,138.87499999999272,null,null,0,0,null,0,0,0,0,0,573.22540644714945,0,573.22540644714945,23001.599635879837,584.92388412974435,573.22540644714945,0,null,0,0,0,0.57503999089699598,6,9]
["2010-09-26T18:44:59.660",27.286780678360333,90.974126781653354,0,0,0,0,null,null,0.28618442989400689,5.7236885978801375,null,0,0,0,0,0,90.974126781653354,5.7236885978801375,85.250438183773213,39810.351563289929,86.990243044666542,85.250438183773213,0,null,0,0,0,0.99525878908224819,18.75,9]
["2010-09-27T01:14:59.660",25.842186008369229,86.157848151903011,114.15525114155253,380.47945205479459,41.666666666664483,138.87499999999272,null,null,0,0,null,0,0,0,0,0,605.51230020669027,0,605.51230020669027,35183.941245077818,617.86969408845948,605.51230020669027,0,null,0,0,0,0.87959853112694542,1.25,9]
["2010-09-27T07:29:59.660",50.29328216755286,167.67780274662124,0,0,0,0,null,null,4.8012816475733384,96.025632951466775,null,0,0,0,0,0,167.67780274662124,96.025632951466775,71.652169795154464,23067.731991676905,73.11445897464742,71.652169795154464,0,null,0,0,0,0.57669329979192263,7.5,9]
["2010-09-27T16:14:59.660",98.339417491613546,327.86361791703956,0,0,0,0,null,null,22.724052304073478,454.48104608146957,null,0,0,0,0,0,327.86361791703956,454.48104608146957,-126.61742816443001,40000,0,0,0,null,0,-126.61742816443001,126.61742816443001,1,16.25,9]
["2010-09-28T04:59:59.660",16.318565580129651,54.406097644152254,114.15525114155253,380.47945205479459,41.666666666664483,138.87499999999272,null,null,0,0,null,0,0,0,0,0,573.7605496989396,0,573.7605496989396,25701.084047791257,585.46994867238732,573.7605496989396,0,null,0,0,0,0.6425271011947814,5,9]
["2010-09-28T09:14:59.660",33.386178512954871,111.30951916219153,0,0,0,0,null,null,21.417565585888127,428.35131171776254,null,0,0,0,0,0,111.30951916219153,428.35131171776254,-317.04179255557102,23372.619236198523,-310.7009567044596,-317.04179255557102,317.04179255557102,null,0,0,0,0.5843154809049631,9.25,9]
["2010-09-28T20:44:59.660",20.545340945451436,68.498166712135088,0,0,0,0,null,null,0,0,null,0,0,0,0,0,68.498166712135088,0,68.498166712135088,37582.138431972562,69.896088481770505,68.498166712135088,0,null,0,0,0,0.93955346079931401,20.75,9]
["2010-09-29T06:29:59.660",15.141488234841605,50.481721774961912,0,0,0,0,null,null,0,0,null,0,0,0,0,0,50.481721774961912,0,50.481721774961912,22850.828979187194,51.511960994859095,50.481721774961912,0,null,0,0,0,0.57127072447967986,6.5,9]
["2010-09-29T15:14:59.660",84.160992104243505,280.59274767554786,0,0,0,0,null,null,67.83546493934432,1356.7092987868864,null,0,0,0,0,0,280.59274767554786,1356.7092987868864,-1076.1165511113386,38364.386517776613,-1054.5942200891118,-1076.1165511113386,1076.1165511113386,null,0,0,0,0.95910966294441524,15.25,9]
["2010-09-29T19:29:59.660",16.693089555565276,55.654760578254631,0,0,0,0,null,null,0,0,null,0,0,0,0,0,55.654760578254631,0,55.654760578254631,39790.201778825663,56.790572018627174,55.654760578254631,0,null,0,0,0,0.99475504447064156,19.5,9]
["2010-09-30T08:14:59.660",48.741680448045386,162.50476261378333,0,0,0,0,null,null,14.800123148420237,296.00246296840476,null,0,0,0,0,0,162.50476261378333,296.00246296840476,-133.49770035462143,24858.66653628464,-130.827746347529,-133.49770035462143,133.49770035462143,null,0,0,0,0.62146666340711598,8.25,9]
["2010-09-30T16:14:59.660",50.025764045282216,{"$f":"B26181*$C$2","v":166.78589732697091},0,{"$f":"D26181*$E$2","v":0},0,0,null,null,39.715219751653606,{"$f":"IF(J26181>(250*$J$2),250*$J$2*$K$2,J26181 * $K$2)","v":794.30439503307207},null,{"$f":"$M$2*L26181","v":0},0,{"$f":"N26181*$O$2","v":0},{"$f":"J26181*$K$2-K26181","v":0},{"$f":"P26181*$Q$2","v":0},{"$f":"C26181+E26181+G26181+I26181","v":166.78589732697091},794.30439503307207,{"$f":"R26181-S26181","v":-627.51849770610113},40000,{"$f":"IF(T26181>0,              IF((U26181-T26181/$W$2)>0,T26181/$W$2,U26181),    IF((U26181-T26181*$V$2)<($U$2),T26181*$V$2,-$U$2+U26181))","v":0},{"$f":"IF(T26181>0,IF((U26181-T26181/$W$2)>0,T26181,U26181*$W$2),IF((U26181-T26181*$V$2)<$U$2,T26181,(-$U$2+U26181)/$V$2))","v":0},{"$f":"IF(W26181<0,-W26181,0)","v":0},null,{"$f":"IF(AA26181>0,AA26181,0)","v":0},{"$f":"T26181-W26181","v":-627.51849770610113},{"$f":"IF(AA26181<0,-AA26181,0)","v":627.51849770610113},1,{"$f":"MINUTE(A26181)/60 + HOUR(A26181)","v":16.25},{"$f":"MONTH(A26181)","v":9}]
["2010-09-30T20:59:59.660",48.313653047547533,161.07771926052348,0,0,0,0,null,null,0,0,null,0,0,0,0,0,161.07771926052348,0,161.07771926052348,37860.988452350532,164.3650196535954,161.07771926052348,0,null,0,0,0,0.94652471130876326,21,9]
["2010-10-01T09:44:59.660",25.735179557028548,85.801088643133184,0,0,0,0,null,null,13.575491417993575,271.50982835987151,null,0,250,0,0,0,85.801088643133184,271.50982835987151,-185.70873971673831,16983.304258788059,-181.99456492240353,-185.70873971673831,185.70873971673831,null,0,0,0,0.42458260646970147,9.75,10]
["2010-10-01T09:59:59.660",14.124921364132149,47.092487828016587,0,0,0,0,null,null,19.411397930814196,388.2279586162839,null,0,250,0,0,0,47.092487828016587,388.2279586162839,-341.1354707882673,17165.298823710462,-334.31276137250194,-341.1354707882673,341.1354707882673,null,0,0,0,0.42913247059276155,10,10]
["2010-10-01T22:44:59.660",29.052395699332937,96.860687261576018,0,0,0,0,null,null,0,0,null,0,250,0,0,0,96.860687261576018,0,96.860687261576018,37312.872182888299,98.837435981200016,96.860687261576018,0,null,0,0,0,0.93282180457220754,22.75,10]
["2010-10-02T07:29:59.660",15.46250898460689,51.552004954679376,0,0,0,0,null,null,8.6915947380951124,173.83189476190225,null,0,250,0,0,0,51.552004954679376,173.83189476190225,-122.27988980722287,17208.574884179332,-119.83429201107842,-122.27988980722287,122.27988980722287,null,0,0,0,0.43021437210448327,7.5,10]
["2010-10-02T13:29:59.660",10.914712470736022,36.3896513774339,0,0,0,0,null,null,109.1292612754914,2182.585225509828,null,0,250,0,0,0,36.3896513774339,2182.585225509828,-2146.1955741323941,37543.297311407659,-2103.2716626497463,-2146.1955741323941,2146.1955741323941,null,0,0,0,0.93858243278519149,13.5,10]
["2010-10-03T00:14:59.660",21.936431392812725,73.136062263637626,114.15525114155253,380.47945205479459,107.52688172042447,358.38709677417478,null,null,0,0,null,0,250,0,0,0,812.00261109260703,0,812.00261109260703,36298.774804535693,828.57409295163984,812.00261109260703,0,null,0,0,0,0.90746937011339235,0.25,10]
["2010-10-03T08:59:59.660",15.301999108203983,51.016865026752079,0,0,0,0,null,null,36.373000210118569,727.46000420237135,null,0,250,0,0,0,51.016865026752079,727.46000420237135,-676.44313917561931,17982.552470032453,-662.9142763921069,-676.44313917561931,676.44313917561931,null,0,0,0,0.44956381175081134,9,10]
["2010-10-03T13:14:59.660",14.338935861948656,47.806012163736817,0,0,0,0,null,null,137.83092904638627,2500,null,0,250,0,256.61858092772536,0,47.806012163736817,2500,-2452.1939878362632,40000,0,0,0,null,0,-2452.1939878362632,2452.1939878362632,1,13.25,10]
["2010-10-03T21:59:59.660",24.023067961118194,80.092908582368068,0,0,0,0,null,null,0,0,null,0,250,0,0,0,80.092908582368068,0,80.092908582368068,38578.337397843497,81.727457737110271,80.092908582368068,0,null,0,0,0,0.96445843494608741,22,10]
["2010-10-04T08:59:59.660",13.857403840037202,46.200584402684036,0,0,0,0,null,null,59.787157643354554,1195.7431528670911,null,0,250,0,0,0,46.200584402684036,1195.7431528670911,-1149.5425684644072,19937.278620200257,-1126.5517170951191,-1149.5425684644072,1149.5425684644072,null,0,0,0,0.4984319655050064,9,10]
["2010-10-04T14:44:59.660",24.451095162224146,81.519951270855302,0,0,0,0,null,null,115.85588200570577,2317.1176401141151,null,0,250,0,0,0,81.519951270855302,2317.1176401141151,-2235.5976888432597,40000,0,0,0,null,0,-2235.5976888432597,2235.5976888432597,1,14.75,10]
["2010-10-04T23:29:59.660",16.907103654597986,56.368283584429683,0,0,0,0,null,null,0,0,null,0,250,0,0,0,56.368283584429683,0,56.368283584429683,38506.615790449578,57.518656718805801,56.368283584429683,0,null,0,0,0,0.96266539476123947,23.5,10]
["2010-10-05T12:14:59.660",21.401396743406625,71.352256742517696,0,0,0,0,null,null,67.762502400531091,1355.2500480106219,null,0,250,0,0,0,71.352256742517696,1355.2500480106219,-1283.8977912681041,24764.355722578184,-1258.2198354427421,-1283.8977912681041,1283.8977912681041,null,0,0,0,0.6191088930644546,12.25,10]
["2010-10-05T16:29:59.660",14.285432835670214,47.627633074124496,0,0,0,0,null,null,8.956312099626901,179.12624199253801,null,0,250,0,0,0,47.627633074124496,179.12624199253801,-131.49860891841351,33563.818993895067,-128.86863674004525,-131.49860891841351,131.49860891841351,null,0,0,0,0.83909547484737668,16.5,10]
["2010-10-06T04:29:59.660",14.766963860622193,49.233057511314392,114.15525114155253,380.47945205479459,107.52688172042447,358.38709677417478,null,null,0,0,null,0,250,0,0,0,788.0996063402838,0,788.0996063402838,17504.868747572167,804.18327177579977,788.0996063402838,0,null,0,0,0,0.43762171868930422,4.5,10]
["2010-10-06T13:44:59.660",14.659956611713937,48.876295343454267,0,0,0,0,null,null,121.97372080975767,2439.4744161951535,null,0,250,0,0,0,48.876295343454267,2439.4744161951535,-2390.5981208516992,29965.74547026393,-2342.7861584346651,-2390.5981208516992,2390.5981208516992,null,0,0,0,0.74914363675659823,13.75,10]
["2010-10-06T22:29:59.660",97.162340545109288,323.93924337739435,0,0,0,0,null,null,0,0,null,0,250,0,0,0,323.93924337739435,0,323.93924337739435,36024.090578671559,330.55024834427996,323.93924337739435,0,null,0,0,0,0.90060226446678893,22.5,10]
["2010-10-07T02:44:59.660",14.713460834343747,49.054678421702057,114.15525114155253,380.47945205479459,107.52688172042447,358.38709677417478,null,null,0,0,null,0,250,0,0,0,787.92122725067145,0,787.92122725067145,26215.19739791645,804.00125229660352,787.92122725067145,0,null,0,0,0,0.65537993494791125,2.75,10]
["2010-10-07T15:29:59.660",30.389983319807673,101.32020438823878,0,0,0,0,null,null,19.371268563459608,387.42537126919217,null,0,250,0,0,0,101.32020438823878,387.42537126919217,-286.10516688095339,26857.023550898935,-280.38306354333434,-286.10516688095339,286.10516688095339,null,0,0,0,0.67142558877247338,15.5,10]
["2010-10-07T23:59:59.660",17.442137506436517,58.15208644645935,0,0,0,{"$f":"F26884*$G$2","v":0},null,null,0,0,null,0,250,0,0,0,58.15208644645935,0,58.15208644645935,23785.573253647643,59.338863720876887,58.15208644645935,0,null,0,0,0,{"$f":"U26884*(1-bat_soc*0.01)/bat_cap_use/1000+bat_soc*0.01","v":0.59463933134119107},0,10]
["2010-10-08T04:14:59.660",13.589886714726044,45.308682306896628,114.15525114155253,380.47945205479459,107.52688172042447,358.38709677417478,null,null,0,0,null,0,250,0,0,0,784.17523113586594,0,784.17523113586594,10692.388730158129,800.17880728149589,784.17523113586594,0,null,0,0,0,0.26730971825395322,4.25,10]
["2010-10-08T16:59:59.660",110.53821355958641,368.53440400766112,0,0,0,0,null,null,47.27026986608719,945.40539732174375,null,0,250,0,0,0,368.53440400766112,945.40539732174375,-576.87099331408263,38950.011257664162,-565.33357344780097,-576.87099331408263,576.87099331408263,null,0,0,0,0.97375028144160414,17,10]
["2010-10-09T01:44:59.660",15.409005758936551,51.373625200294462,114.15525114155253,380.47945205479459,107.52688172042447,358.38709677417478,null,null,0,0,null,0,250,0,0,0,790.24017402926381,0,790.24017402926381,31728.411078561712,806.36752451965697,790.24017402926381,0,null,0,0,0,0.79321027696404278,1.75,10]
["2010-10-09T05:59:59.660",14.231929011824192,47.449251325421855,114.15525114155253,380.47945205479459,107.52688172042447,358.38709677417478,null,null,0,0,null,0,250,0,0,0,786.31580015439124,0,786.31580015439124,18034.178795936852,802.3630613820319,786.31580015439124,0,null,0,0,0,0.45085446989842132,6,10]
["2010-10-09T19:29:59.660",49.972260819611883,166.60751757258603,0,0,0,0,null,null,0,0,null,0,250,0,0,0,166.60751757258603,0,166.60751757258603,39390.373822970723,170.00767099243473,166.60751757258603,0,null,0,0,0,0.98475934557426803,19.5,10]
["2010-10-10T03:14:59.660",15.569516233515145,51.908767122539494,114.15525114155253,380.47945205479459,107.52688172042447,358.38709677417478,null,null,0,0,null,0,250,0,0,0,790.7753159515089,0,790.7753159515089,27666.044565281209,806.91358770562135,790.7753159515089,0,null,0,0,0,0.69165111413203018,3.25,10]
["2010-10-10T07:29:59.660",16.372068606408092,54.584476733764582,0,0,0,0,null,null,2.4341466267136727,48.682932534273455,null,0,250,0,0,0,54.584476733764582,48.682932534273455,5.9015441994911271,17863.738650921296,6.0219838770317624,5.9015441994911271,0,null,0,0,0,0.44659346627303237,7.5,10]
["2010-10-10T16:14:59.660",13.375872416301432,{"$f":"B27141*$C$2","v":44.595158635948977},0,{"$f":"D27141*$E$2","v":0},0,0,null,null,67.445571093505947,{"$f":"IF(J27141>(250*$J$2),250*$J$2*$K$2,J27141 * $K$2)","v":1348.9114218701188},null,{"$f":"$M$2*L27141","v":0},250,{"$f":"N27141*$O$2","v":0},{"$f":"J27141*$K$2-K27141","v":0},{"$f":"P27141*$Q$2","v":0},{"$f":"C27141+E27141+G27141+I27141","v":44.595158635948977},1348.9114218701188,{"$f":"R27141-S27141","v":-1304.3162632341698},40000,{"$f":"IF(T27141>0,              IF((U27141-T27141/$W$2)>0,T27141/$W$2,U27141),    IF((U27141-T27141*$V$2)<($U$2),T27141*$V$2,-$U$2+U27141))","v":0},{"$f":"IF(T27141>0,IF((U27141-T27141/$W$2)>0,T27141,U27141*$W$2),IF((U27141-T27141*$V$2)<$U$2,T27141,(-$U$2+U27141)/$V$2))","v":0},{"$f":"IF(W27141<0,-W27141,0)","v":0},null,{"$f":"IF(AA27141>0,AA27141,0)","v":0},{"$f":"T27141-W27141","v":-1304.3162632341698},{"$f":"IF(AA27141<0,-AA27141,0)","v":1304.3162632341698},1,{"$f":"MINUTE(A27141)/60 + HOUR(A27141)","v":16.25},{"$f":"MONTH(A27141)","v":10}]
["2010-10-11T04:59:59.660",11.77076886686689,39.243743402134214,114.15525114155253,380.47945205479459,107.52688172042447,358.38709677417478,null,null,0,0,null,0,250,0,0,0,778.11029223110359,0,778.11029223110359,21014.574406752723,793.99009411337101,778.11029223110359,0,null,0,0,0,0.52536436016881805,5,10]
["2010-10-11T06:44:59.660",11.235734217460781,37.459937881014241,0,0,0,0,null,null,0,0,null,0,250,0,0,0,37.459937881014241,0,37.459937881014241,16932.316947496489,38.224426409198209,37.459937881014241,0,null,0,0,0,0.42330792368741221,6.75,10]
["2010-10-11T17:44:59.660",28.624368099443178,95.433643243543557,0,0,0,0,null,null,9.6242241050302724,192.48448210060545,null,0,250,0,0,0,95.433643243543557,192.48448210060545,-97.050838857061891,40000,0,0,0,null,0,-97.050838857061891,97.050838857061891,1,17.75,10]
["2010-10-12T06:29:59.660",13.643390937355854,45.487065385144419,0,0,0,0,null,null,0,0,null,0,250,0,0,0,45.487065385144419,0,45.487065385144419,17448.676130734239,46.415372841984102,45.487065385144419,0,null,0,0,0,0.43621690326835594,6.5,10]
["2010-10-12T15:14:59.660",60.405441866612129,201.39174318328483,0,0,0,0,null,null,92.50290695686877,1850.0581391373753,null,0,250,0,0,0,201.39174318328483,1850.0581391373753,-1648.6663959540904,39298.13488696704,-701.86511303295993,-716.18889084995908,716.18889084995908,null,0,-932.4775051041313,932.4775051041313,0.98245337217417605,15.25,10]
["2010-10-12T19:29:59.660",18.512207802208206,61.719700812562159,0,0,0,0,null,null,0,0,null,0,250,0,0,0,61.719700812562159,0,61.719700812562159,39572.821141813794,62.979286543430774,61.719700812562159,0,null,0,0,0,0.9893205285453448,19.5,10]
["2010-10-13T01:14:59.660",11.663760620999163,38.886977910411211,114.15525114155253,380.47945205479459,107.52688172042447,358.38709677417478,null,null,0,0,null,0,250,0,0,0,777.7535267393805,0,777.7535267393805,34580.472601573951,793.62604769324548,777.7535267393805,0,null,0,0,0,0.86451181503934882,1.25,10]
["2010-10-13T16:44:59.660",40.181122069709772,133.96386098041239,0,0,0,0,null,null,30.102396217269405,602.04792434538808,null,0,250,0,0,0,133.96386098041239,602.04792434538808,-468.08406336497569,30415.63621222162,-458.72238209767619,-468.08406336497569,468.08406336497569,null,0,0,0,0.76039090530554054,16.75,10]
["2010-10-13T20:59:59.660",29.533927521852494,98.466114357856213,0,0,0,0,null,null,0,0,null,0,250,0,0,0,98.466114357856213,0,98.466114357856213,30439.300819808606,100.47562689577165,98.466114357856213,0,null,0,0,0,0.76098252049521509,21,10]
["2010-10-14T05:44:59.660",14.606453186651708,48.697914924296796,114.15525114155253,380.47945205479459,107.52688172042447,358.38709677417478,null,null,0,0,null,0,250,0,0,0,787.56446375326618,0,787.56446375326618,11570.684710747275,803.63720791149615,787.56446375326618,0,null,0,0,0,0.28926711776868186,5.75,10]
["2010-10-14T18:29:59.660",22.417962617156604,74.741487365600122,0,0,0,0,null,null,0,0,null,0,250,0,0,0,74.741487365600122,0,74.741487365600122,14241.252092520415,76.266823842449099,74.741487365600122,0,null,0,0,0,0.35603130231301039,18.5,10]
["2010-10-14T20:44:59.660",77.259041896756003,257.58164568378453,0,0,0,0,null,null,0,0,null,0,250,0,0,0,257.58164568378453,0,257.58164568378453,11496.192456677849,262.83841396304547,257.58164568378453,0,null,0,0,0,0.28740481141694624,20.75,10]
["2010-10-15T07:14:59.660",13.964410690161666,46.557345240998991,0,0,0,0,null,null,0,0,null,0,250,0,0,0,46.557345240998991,0,46.557345240998991,0,0,0,0,null,46.557345240998991,46.557345240998991,0,0,7.25,10]
["2010-10-15T19:59:59.660",66.344329426019968,221.19199430635058,0,0,0,0,null,null,0,0,null,0,250,0,0,0,221.19199430635058,0,221.19199430635058,12554.283129927884,225.70611663913326,221.19199430635058,0,null,0,0,0,0.31385707824819714,20,10]
["2010-10-16T00:14:59.660",38.629521347161763,{"$f":"B27653*$C$2","v":128.79082417143732},114.15525114155253,{"$f":"D27653*$E$2","v":380.47945205479459},107.52688172042447,358.38709677417478,null,null,0,{"$f":"IF(J27653>(250*$J$2),250*$J$2*$K$2,J27653 * $K$2)","v":0},null,{"$f":"$M$2*L27653","v":0},250,{"$f":"N27653*$O$2","v":0},{"$f":"J27653*$K$2-K27653","v":0},{"$f":"P27653*$Q$2","v":0},{"$f":"C27653+E27653+G27653+I27653","v":867.65737300040666},0,{"$f":"R27653-S27653","v":867.65737300040666},9321.2250273474401,{"$f":"IF(T27653>0,              IF((U27653-T27653/$W$2)>0,T27653/$W$2,U27653),    IF((U27653-T27653*$V$2)<($U$2),T27653*$V$2,-$U$2+U27653))","v":885.36466632694555},{"$f":"IF(T27653>0,IF((U27653-T27653/$W$2)>0,T27653,U27653*$W$2),IF((U27653-T27653*$V$2)<$U$2,T27653,(-$U$2+U27653)/$V$2))","v":867.65737300040666},{"$f":"IF(W27653<0,-W27653,0)","v":0},null,{"$f":"IF(AA27653>0,AA27653,0)","v":0},{"$f":"T27653-W27653","v":0},{"$f":"IF(AA27653<0,-AA27653,0)","v":0},0.23303062568368599,{"$f":"MINUTE(A27653)/60 + HOUR(A27653)","v":0.25},{"$f":"MONTH(A27653)","v":10}]
["2010-10-16T08:59:59.660",12.359306143767659,41.20592668332138,0,0,0,0,null,null,6.4053950046804076,128.10790009360815,null,0,250,0,0,0,41.20592668332138,128.10790009360815,-86.901973410286772,16.197826491332282,-85.16393394208103,-86.901973410286772,86.901973410286772,null,0,0,0,4.0494566228330706E-4,9,10]
["2010-10-16T16:14:59.660",79.506188740248163,{"$f":"B27717*$C$2","v":265.07363325998739},0,{"$f":"D27717*$E$2","v":0},0,0,null,null,21.145893997778089,{"$f":"IF(J27717>(250*$J$2),250*$J$2*$K$2,J27717 * $K$2)","v":422.91787995556177},null,{"$f":"$M$2*L27717","v":0},250,{"$f":"N27717*$O$2","v":0},{"$f":"J27717*$K$2-K27717","v":0},{"$f":"P27717*$Q$2","v":0},{"$f":"C27717+E27717+G27717+I27717","v":265.07363325998739},422.91787995556177,{"$f":"R27717-S27717","v":-157.84424669557438},14271.949845601201,{"$f":"IF(T27717>0,              IF((U27717-T27717/$W$2)>0,T27717/$W$2,U27717),    IF((U27717-T27717*$V$2)<($U$2),T27717*$V$2,-$U$2+U27717))","v":-154.68736176166288},{"$f":"IF(T27717>0,IF((U27717-T27717/$W$2)>0,T27717,U27717*$W$2),IF((U27717-T27717*$V$2)<$U$2,T27717,(-$U$2+U27717)/$V$2))","v":-157.84424669557438},{"$f":"IF(W27717<0,-W27717,0)","v":157.84424669557438},null,{"$f":"IF(AA27717>0,AA27717,0)","v":0},{"$f":"T27717-W27717","v":0},{"$f":"IF(AA27717<0,-AA27717,0)","v":0},0.35679874614002999,{"$f":"MINUTE(A27717)/60 + HOUR(A27717)","v":16.25},{"$f":"MONTH(A27717)","v":10}]
["2010-10-16T21:44:59.660",29.319913223427875,97.752590686908533,0,0,0,0,null,null,0,0,null,0,250,0,0,0,97.752590686908533,0,97.752590686908533,13043.80127508133,99.747541517253609,97.752590686908533,0,null,0,0,0,0.32609503187703326,21.75,10]
["2010-10-17T10:29:59.660",81.218300336158535,270.78181332075258,0,0,0,0,null,null,17.16551778609297,343.31035572185942,null,0,250,0,0,0,270.78181332075258,343.31035572185942,-72.528542401106847,667.74785875928831,-71.077971553084708,-72.528542401106847,72.528542401106847,null,0,0,0,1.6693696468982208E-2,10.5,10]
["2010-10-17T14:44:59.660",13.429376240147452,44.773540384651604,0,0,0,0,null,null,28.330620841352211,566.61241682704417,null,0,250,0,0,0,44.773540384651604,566.61241682704417,-521.83887644239257,7647.534029724703,-511.40209891354471,-521.83887644239257,521.83887644239257,null,0,0,0,0.19118835074311757,14.75,10]
["2010-10-17T23:29:59.660",27.072766579327624,90.260603775478302,0,0,0,0,null,null,0,0,null,0,250,0,0,0,90.260603775478302,0,90.260603775478302,7251.4673738368892,92.102656913753364,90.260603775478302,0,null,0,0,0,0.18128668434592224,23.5,10]
["2010-10-18T11:44:59.660",12.09178941724028,40.314025917079093,0,0,0,0,null,null,29.768972276569016,595.37944553138027,null,0,250,0,0,0,40.314025917079093,595.37944553138027,-555.06541961430116,3326.3451270990245,-543.96411122201516,-555.06541961430116,555.06541961430116,null,0,0,0,8.3158628177475602E-2,11.75,10]
["2010-10-18T20:44:59.660",96.092271246297102,320.37163233515457,0,0,0,0,null,null,0,0,null,0,250,0,0,0,320.37163233515457,0,320.37163233515457,15165.568129769832,326.90982891342304,320.37163233515457,0,null,0,0,0,0.37913920324424577,20.75,10]
["2010-10-19T00:59:59.660",17.442138304004096,58.152089105549656,114.15525114155253,380.47945205479459,107.52688172042447,358.38709677417478,null,null,0,0,null,0,250,0,0,0,797.01863793451901,0,797.01863793451901,10827.963556298986,813.28432442297856,797.01863793451901,0,null,0,0,0,0.27069908890747468,1,10]
["2010-10-19T13:44:59.660",13.161858716052503,43.881636959319046,0,0,0,0,null,null,114.40270955647983,2288.0541911295968,null,0,250,0,0,0,43.881636959319046,2288.0541911295968,-2244.1725541702776,28960.286069722333,-2199.2891030868718,-2244.1725541702776,2244.1725541702776,null,0,0,0,0.7240071517430583,13.75,10]
["2010-10-19T22:29:59.660",90.099879264867525,300.39299746906835,0,0,0,0,null,null,0,0,null,0,250,0,0,0,300.39299746906835,0,300.39299746906835,37792.759109366918,306.52346680517178,300.39299746906835,0,null,0,0,0,0.94481897773417289,22.5,10]
["2010-10-20T02:44:59.660",16.211557932437614,54.049334146747007,114.15525114155253,380.47945205479459,107.52688172042447,358.38709677417478,null,null,0,0,null,0,250,0,0,0,792.91588297571639,0,792.91588297571639,28501.897874647766,809.09783977113921,792.91588297571639,0,null,0,0,0,0.7125474468661942,2.75,10]
["2010-10-20T17:14:59.660",34.081724235115239,113.62846859987421,0,0,0,0,null,null,0.95047858883422753,19.009571776684552,null,0,250,0,0,0,113.62846859987421,19.009571776684552,94.618896823189658,40000,96.549894717540468,94.618896823189658,0,null,0,0,0,1,17.25,10]
["2010-10-20T23:59:59.660",50.721310365618294,169.1048487589714,0,0,0,0,null,null,0,0,null,0,250,0,0,0,169.1048487589714,0,169.1048487589714,36228.986021732911,172.55596812139939,169.1048487589714,0,null,0,0,0,0.90572465054332285,0,10]
["2010-10-21T04:14:59.660",11.824272491321015,39.422124486064263,114.15525114155253,380.47945205479459,107.52688172042447,358.38709677417478,null,null,0,0,null,0,250,0,0,0,778.28867331503363,0,778.28867331503363,23104.49387987758,794.1721156275853,778.28867331503363,0,null,0,0,0,0.57761234699693953,4.25,10]
["2010-10-21T12:59:59.660",21.13387921931167,70.46035331718511,0,0,0,0,null,null,72.143299778373731,1442.8659955674746,null,0,250,0,0,0,70.46035331718511,1442.8659955674746,-1372.4056422502895,25261.981390086014,-1344.9575294052836,-1372.4056422502895,1372.4056422502895,null,0,0,0,0.63154953475215025,13,10]
["2010-10-22T01:44:59.660",15.034480587149565,50.124958277556651,114.15525114155253,380.47945205479459,107.52688172042447,358.38709677417478,null,null,0,0,null,0,250,0,0,0,788.991507106526,0,788.991507106526,31599.439381731798,805.09337459849598,788.991507106526,0,null,0,0,0,0.78998598454329494,1.75,10]
["2010-10-22T12:44:59.660",14.12492196230783,47.092489822334308,0,0,0,0,null,null,117.48766020222706,2349.7532040445412,null,0,250,0,0,0,47.092489822334308,2349.7532040445412,-2302.6607142222069,40000,0,0,0,null,0,-2302.6607142222069,2302.6607142222069,1,12.75,10]
["2010-10-22T14:29:59.660",32.209101965234389,107.38514595209145,0,0,0,0,null,null,53.583815724603348,1071.6763144920669,null,0,250,0,0,0,107.38514595209145,1071.6763144920669,-964.2911685399755,40000,0,0,0,null,0,-964.2911685399755,964.2911685399755,1,14.5,10]
["2010-10-23T03:14:59.660",14.445942712073117,48.162773002051772,114.15525114155253,380.47945205479459,107.52688172042447,358.38709677417478,null,null,0,0,null,0,250,0,0,0,787.02932183102121,0,787.02932183102121,26733.934831817296,803.09114472553188,787.02932183102121,0,null,0,0,0,0.66834837079543241,3.25,10]
["2010-10-23T11:59:59.660",32.851143664156865,109.52571297629899,0,0,0,0,null,null,60.918457785551396,1218.3691557110278,null,0,250,0,0,0,109.52571297629899,1218.3691557110278,-1108.8434427347288,21884.994213934104,-1086.6665738800341,-1108.8434427347288,1108.8434427347288,null,0,0,0,0.54712485534835265,12,10]
["2010-10-23T16:14:59.660",15.83703315943441,52.800668553554324,0,0,0,0,null,null,6.1740426645992432,123.48085329198486,null,0,250,0,0,0,52.800668553554324,123.48085329198486,-70.68018473843054,29834.29076253721,-69.26658104366193,-70.68018473843054,70.68018473843054,null,0,0,0,0.74585726906343031,16.25,10]
["2010-10-23T23:59:59.660",20.919865120278949,69.746830311010015,0,0,0,{"$f":"F28420*$G$2","v":0},null,null,0,0,null,0,250,0,0,0,69.746830311010015,0,69.746830311010015,27041.424772460708,71.170235011234709,69.746830311010015,0,null,0,0,0,{"$f":"U28420*(1-bat_soc*0.01)/bat_cap_use/1000+bat_soc*0.01","v":0.67603561931151779},0,10]
["2010-10-24T13:29:59.660",19.635781523042123,65.465695597822446,0,0,0,0,null,null,21.207418090560296,424.14836181120592,null,0,250,0,0,0,65.465695597822446,424.14836181120592,-358.68266621338347,8766.9947453324312,-351.50901288911581,-358.68266621338347,358.68266621338347,null,0,0,0,0.21917486863331079,13.5,10]
["2010-10-24T17:44:59.660",14.445943110856907,48.162774331596928,0,0,0,0,null,null,0.19825308484596241,3.965061696919248,null,0,250,0,0,0,48.162774331596928,3.965061696919248,44.197712634677679,11951.372601539348,45.099706770079266,44.197712634677679,0,null,0,0,0,0.29878431503848368,17.75,10]
["2010-10-25T06:29:59.660",13.161858716052503,43.881636959319046,0,0,0,0,null,null,0,0,null,0,250,0,0,0,43.881636959319046,0,43.881636959319046,0,0,0,0,null,43.881636959319046,43.881636959319046,0,0,6.5,10]
["2010-10-25T15:14:59.660",12.091789018456499,40.314024587533972,0,0,0,0,null,null,11.918860025084582,238.37720050169165,null,0,250,0,0,0,40.314024587533972,238.37720050169165,-198.06317591415768,8991.5067866653953,-194.10191239587454,-198.06317591415768,198.06317591415768,null,0,0,0,0.22478766966663488,15.25,10]
["2010-10-25T19:29:59.660",15.087984012211795,50.303338696714128,0,0,0,0,null,null,0,0,null,0,250,0,0,0,50.303338696714128,0,50.303338696714128,9133.5126161799944,51.329937445626662,50.303338696714128,0,null,0,0,0,0.22833781540449985,19.5,10]
["2010-10-26T03:59:59.660",16.693089555565276,55.654760578254631,114.15525114155253,380.47945205479459,107.52688172042447,358.38709677417478,null,null,0,0,null,0,250,0,0,0,794.52130940722395,0,794.52130940722395,0,0,0,0,null,794.52130940722395,794.52130940722395,0,0,4,10]
["2010-10-26T16:44:59.660",14.017914713399582,46.735727654474211,0,0,0,0,null,null,25.364538759397899,507.29077518795799,null,0,250,0,0,0,46.735727654474211,507.29077518795799,-460.55504753348379,38386.58606645355,-451.34394658281411,-460.55504753348379,460.55504753348379,null,0,0,0,0.95966465166133874,16.75,10]
["2010-10-26T20:59:59.660",34.509751835004998,115.05551261790667,0,0,0,0,null,null,0,0,null,0,250,0,0,0,115.05551261790667,0,115.05551261790667,37303.937452946579,117.40358430398641,115.05551261790667,0,null,0,0,0,0.93259843632366446,21,10]
["2010-10-27T05:44:59.660",14.17842618493764,47.270872900582091,114.15525114155253,380.47945205479459,107.52688172042447,358.38709677417478,null,null,0,0,null,0,250,0,0,0,786.13742172955153,0,786.13742172955153,18363.787052278785,802.18104258117501,786.13742172955153,0,null,0,0,0,0.45909467630696965,5.75,10]
["2010-10-27T14:59:59.660",17.656152602428712,58.865612776497329,0,0,0,0,null,null,77.688457714934287,1553.7691542986859,null,0,250,0,0,0,58.865612776497329,1553.7691542986859,-1494.9035415221886,40000,0,0,0,null,0,-1494.9035415221886,1494.9035415221886,1,15,10]
["2010-10-27T22:29:59.660",23.702046812569112,79.022624073105419,0,0,0,0,null,null,0,0,null,0,250,0,0,0,79.022624073105419,0,79.022624073105419,36664.27340044536,80.635330686842266,79.022624073105419,0,null,0,0,0,0.91660683501113394,22.5,10]
["2010-10-28T07:14:59.660",15.516012210277228,51.730384709064282,0,0,0,0,null,null,0,0,null,0,250,0,0,0,51.730384709064282,0,51.730384709064282,16270.838384759718,52.786106845983959,51.730384709064282,0,null,0,0,0,0.40677095961899296,7.25,10]
["2010-10-28T19:59:59.660",20.973368545341188,69.925210730167521,0,0,0,0,null,null,0,0,null,0,250,0,0,0,69.925210730167521,0,69.925210730167521,37169.543639701209,71.352255847109717,69.925210730167521,0,null,0,0,0,0.92923859099253026,20,10]
["2010-10-29T04:44:59.660",25.200144508838662,84.017281792468097,114.15525114155253,380.47945205479459,107.52688172042447,358.38709677417478,null,null,0,0,null,0,250,0,0,0,822.88383062143748,0,822.88383062143748,19118.623020287665,839.67737818514036,822.88383062143748,0,null,0,0,0,0.4779655755071916,4.75,10]
["2010-10-29T10:29:59.660",12.894340992565663,42.989732869213924,0,0,0,0,null,null,71.770125347388884,1435.4025069477777,null,0,250,0,0,0,42.989732869213924,1435.4025069477777,-1392.4127740785639,19559.241480344608,-1364.5645185969925,-1392.4127740785639,1392.4127740785639,null,0,0,0,0.48898103700861523,10.5,10]
["2010-10-29T21:29:59.660",33.01165433812735,110.06085556331659,0,0,0,0,null,null,0,0,null,0,250,0,0,0,110.06085556331659,0,110.06085556331659,38010.119041227968,112.30699547277203,110.06085556331659,0,null,0,0,0,0.95025297603069914,21.5,10]
["2010-10-30T06:14:59.660",15.944040807126449,53.157432050959578,0,0,0,0,null,null,0,0,null,0,250,0,0,0,53.157432050959578,0,53.157432050959578,16890.420019413377,54.242277603019978,53.157432050959578,0,null,0,0,0,0.42226050048533442,6.25,10]
["2010-10-30T10:29:59.660",88.441271492803196,294.86319915700585,0,0,0,0,null,null,73.155275330037867,1463.1055066007573,null,0,250,0,0,0,294.86319915700585,1463.1055066007573,-1168.2423074437515,22117.043830163293,-1144.8774612948764,-1168.2423074437515,1168.2423074437515,null,0,0,0,0.55292609575408236,10.5,10]
["2010-10-30T19:14:59.660",36.756898479105253,122.54749952933692,0,0,0,0,null,null,0,0,null,0,250,0,0,0,122.54749952933692,0,122.54749952933692,38639.22464145883,125.04846890748665,122.54749952933692,0,null,0,0,0,0.96598061603647078,19.25,10]
["2010-10-31T05:59:59.660",19.047242651006211,63.503506998454711,114.15525114155253,380.47945205479459,107.52688172042447,358.38709677417478,null,null,0,0,null,0,250,0,0,0,802.37005582742404,0,802.37005582742404,17094.884699451115,818.74495492594292,802.37005582742404,0,null,0,0,0,0.4273721174862779,6,10]
["2010-10-31T11:59:59.660",25.093138057497985,83.660522283698285,0,0,0,0,null,null,49.769999126442215,995.39998252884425,null,0,250,0,0,0,83.660522283698285,995.39998252884425,-911.73946024514601,23534.105424377703,-893.50467104024312,-911.73946024514601,911.73946024514601,null,0,0,0,0.58835263560944262,12,10]
["2010-10-31T20:44:59.660",72.711245183493247,242.41929144176649,0,0,0,0,null,null,0,0,null,0,250,0,0,0,242.41929144176649,0,242.41929144176649,34277.731169963175,247.3666239201699,242.41929144176649,0,null,0,0,0,0.85694327924907943,20.75,10]
["2010-11-01T09:29:59.660",68.377462170479433,227.97045887637844,0,0,0,0,null,null,12.395397153946746,247.90794307893492,null,0,250,0,0,0,227.97045887637844,247.90794307893492,-19.937484202556476,7612.3122907253601,-19.538734518505347,-19.937484202556476,19.937484202556476,null,0,0,0,0.19030780726813401,9.5,11]
["2010-11-01T13:44:59.660",117.54717121537402,391.90226883205702,0,0,0,0,null,null,17.048017418490659,340.96034836981318,null,0,250,0,0,0,391.90226883205702,340.96034836981318,50.941920462243843,15067.392987992902,51.981551492085558,50.941920462243843,0,null,0,0,0,0.37668482469982256,13.75,11]
["2010-11-02T01:29:59.660",17.763158854377487,59.222371620494542,114.15525114155253,380.47945205479459,166.66666666665793,555.4999999999709,null,null,0,0,null,0,250,0,0,0,995.20182367526002,0,995.20182367526002,6828.4930490667239,1015.5120649747552,995.20182367526002,0,null,0,0,0,0.1707123262266681,1.5,11]
["2010-11-02T02:29:59.660",17.54914555291235,58.508851273409775,114.15525114155253,380.47945205479459,166.66666666665793,555.4999999999709,null,null,0,0,null,0,250,0,0,0,994.48830332817533,0,994.48830332817533,2765.5346748132379,1014.783982987934,994.48830332817533,0,null,0,0,0,6.9138366870330939E-2,2.5,11]
["2010-11-02T11:14:59.660",24.451095561007946,81.519952600400501,0,0,0,0,null,null,43.418452286292379,868.36904572584763,null,0,250,0,0,0,81.519952600400501,868.36904572584763,-786.8490931254471,5535.3093497333639,-771.11211126293813,-786.8490931254471,786.8490931254471,null,0,0,0,0.1383827337433341,11.25,11]
["2010-11-02T23:59:59.660",27.554298401847184,91.866030871758511,0,0,0,{"$f":"F29380*$G$2","v":0},null,null,0,0,null,0,250,0,0,0,91.866030871758511,0,91.866030871758511,3906.8266669583445,93.740847828325016,91.866030871758511,0,null,0,0,0,{"$f":"U29380*(1-bat_soc*0.01)/bat_cap_use/1000+bat_soc*0.01","v":9.76706666739586E-2},0,11]
["2010-11-03T04:14:59.660",17.228124603755166,57.438567428919725,114.15525114155253,380.47945205479459,166.66666666665793,555.4999999999709,null,null,0,0,null,0,250,0,0,0,993.41801948368516,0,993.41801948368516,0,0,0,0,null,993.41801948368516,993.41801948368516,0,0,4.25,11]
["2010-11-03T12:44:59.660",16.907103455206094,56.368282919657119,0,0,0,0,null,null,78.934141969529023,1578.6828393905805,null,0,250,0,0,0,56.368282919657119,1578.6828393905805,-1522.3145564709234,23257.41352215382,-1491.8682653415049,-1522.3145564709234,1522.3145564709234,null,0,0,0,0.58143533805384551,12.75,11]
["2010-11-04T01:29:59.660",21.882927170182921,72.957679185389864,114.15525114155253,380.47945205479459,166.66666666665793,555.4999999999709,null,null,0,0,null,0,250,0,0,0,1008.9371312401554,0,1008.9371312401554,26557.190072532732,1029.527684938934,1008.9371312401554,0,null,0,0,0,0.66392975181331826,1.5,11]
["2010-11-04T05:44:59.660",13.643391336139636,45.487066714689547,114.15525114155253,380.47945205479459,166.66666666665793,555.4999999999709,null,null,0,0,null,0,250,0,0,0,981.46651876945498,0,981.46651876945498,9259.9930520818398,1001.4964477239337,981.46651876945498,0,null,0,0,0,0.23149982630204599,5.75,11]
["2010-11-04T14:29:59.660",22.257452940145587,74.206348102445389,0,0,0,0,null,null,39.008686899090605,780.17373798181211,null,0,250,0,0,0,74.206348102445389,780.17373798181211,-705.96738987936669,36128.039341294963,-691.84804208177934,-705.96738987936669,705.96738987936669,null,0,0,0,0.90320098353237399,14.5,11]
["2010-11-05T03:14:59.660",24.130074611850763,80.449668755910437,114.15525114155253,380.47945205479459,166.66666666665793,555.4999999999709,null,null,0,0,null,0,250,0,0,0,1016.429120810676,0,1016.429120810676,23517.788666201661,1037.1725722557919,1016.429120810676,0,null,0,0,0,0.58794471665504144,3.25,11]
["2010-11-05T08:14:59.660",12.787334341833091,42.632972695671526,0,0,0,0,null,null,21.582529685677425,431.65059371354852,null,0,250,0,0,0,42.632972695671526,431.65059371354852,-389.01762101787699,11652.119668789763,-381.23726859751946,-389.01762101787699,389.01762101787699,null,0,0,0,0.29130299171974405,8.25,11]
["2010-11-05T15:59:59.660",21.722417692563806,72.422540587007731,0,0,0,{"$f":"F29636*$G$2","v":0},null,null,5.3617256598298599,107.23451319659719,null,0,250,0,0,0,72.422540587007731,107.23451319659719,-34.811972609589461,40000,0,0,0,null,0,-34.811972609589461,34.811972609589461,{"$f":"U29636*(1-bat_soc*0.01)/bat_cap_use/1000+bat_soc*0.01","v":1},16,11]
["2010-11-06T04:44:59.660",26.3237178308888,87.763275248183263,114.15525114155253,380.47945205479459,166.66666666665793,555.4999999999709,null,null,0,0,null,0,250,0,0,0,1023.7427273029488,0,1023.7427273029488,16307.291626113685,1044.635436023417,1023.7427273029488,0,null,0,0,0,0.40768229065284212,4.75,11]
["2010-11-06T13:29:59.660",16.586082306657023,55.297998410394513,0,0,0,0,null,null,54.003350525728848,1080.0670105145769,null,0,250,0,0,0,55.297998410394513,1080.0670105145769,-1024.7690121041824,29380.2642549948,-1004.2736318620987,-1024.7690121041824,1024.7690121041824,null,0,0,0,0.73450660637486997,13.5,11]
["2010-11-06T17:44:59.660",36.596387805134761,122.0123569423193,0,0,0,0,null,null,0,0,null,0,250,0,0,0,122.0123569423193,0,122.0123569423193,34916.896270657453,124.50240504318296,122.0123569423193,0,null,0,0,0,0.87292240676643629,17.75,11]
["2010-11-07T02:29:59.660",19.796291399445035,66.00083552574975,114.15525114155253,380.47945205479459,166.66666666665793,555.4999999999709,null,null,0,0,null,0,250,0,0,0,1001.9802875805152,0,1001.9802875805152,20369.077872422335,1022.4288648780768,1001.9802875805152,0,null,0,0,0,0.50922694681055836,2.5,11]
["2010-11-07T13:44:59.660",26.002696881731602,86.692991403693156,0,0,0,0,null,null,25.839783870482652,516.79567740965308,null,0,250,0,0,0,86.692991403693156,516.79567740965308,-430.10268600595992,18421.929920578845,-421.50063228584071,-430.10268600595992,430.10268600595992,null,0,0,0,0.46054824801447114,13.75,11]
["2010-11-07T19:14:59.660",30.015459344372051,100.07154145413642,0,0,0,0,null,null,0,0,null,0,250,0,0,0,100.07154145413642,0,100.07154145413642,18902.831815702557,102.11381781034329,100.07154145413642,0,null,0,0,0,0.47257079539256391,19.25,11]
["2010-11-08T03:59:59.660",15.623019857969268,52.087148206469543,114.15525114155253,380.47945205479459,166.66666666665793,555.4999999999709,null,null,0,0,null,0,250,0,0,0,988.06660026123495,0,988.06660026123495,559.95694245429934,559.95694245429934,548.75780360521333,0,null,439.30879665602163,439.30879665602163,0,1.3998923561357483E-2,4,11]
["2010-11-08T16:44:59.660",21.936431193420837,73.136061598865069,0,0,0,0,null,null,0,0,null,0,250,0,0,0,73.136061598865069,0,73.136061598865069,12749.429111861813,74.628634284556199,73.136061598865069,0,null,0,0,0,0.31873572779654535,16.75,11]
["2010-11-08T20:59:59.660",55.322609905767592,184.44558142582915,0,0,0,0,null,null,0,0,null,0,250,0,0,0,184.44558142582915,0,184.44558142582915,9944.4845463990459,188.20977696513179,184.44558142582915,0,null,0,0,0,0.24861211365997615,21,11]
["2010-11-09T09:14:59.660",82.074356134113714,273.63590335113514,0,0,0,0,null,null,54.910063079646569,1098.2012615929314,null,0,250,0,0,0,273.63590335113514,1098.2012615929314,-824.56535824179628,762.59201741287643,-808.07405107696036,-824.56535824179628,824.56535824179628,null,0,0,0,1.906480043532191E-2,9.25,11]
["2010-11-09T18:14:59.660",17.923669328956077,59.757513542739559,0,0,0,0,null,null,0,0,null,0,250,0,0,0,59.757513542739559,0,59.757513542739559,21816.022421535876,60.977054635448532,59.757513542739559,0,null,0,0,0,0.54540056053839692,18.25,11]
["2010-11-10T02:59:59.660",17.228125002538956,57.438568758464882,114.15525114155253,380.47945205479459,166.66666666665793,555.4999999999709,null,null,0,0,null,0,250,0,0,0,993.41802081323044,0,993.41802081323044,7490.7826767493934,1013.6918579726841,993.41802081323044,0,null,0,0,0,0.18726956691873484,3,11]
["2010-11-10T07:14:59.660",13.964411088945454,46.557346570544141,0,0,0,0,null,null,1.2567315496622715,25.13463099324543,null,0,250,0,0,0,46.557346570544141,25.13463099324543,21.42271557729871,0,0,0,0,null,21.42271557729871,21.42271557729871,0,0,7.25,11]
["2010-11-10T19:59:59.660",39.432073121879057,131.46653178834478,0,0,0,0,null,null,0,0,null,0,250,0,0,0,131.46653178834478,0,131.46653178834478,26481.841174084686,134.14952223300489,131.46653178834478,0,null,0,0,0,0.66204602935211709,20,11]
["2010-11-11T04:44:59.660",18.940235601489849,63.146745495367156,114.15525114155253,380.47945205479459,166.66666666665793,555.4999999999709,null,null,0,0,null,0,250,0,0,0,999.1261975501327,0,999.1261975501327,5210.7437828637485,1019.5165281123803,999.1261975501327,0,null,0,0,0,0.13026859457159373,4.75,11]
["2010-11-11T08:44:59.660",18.512208998559572,61.719704801197615,0,0,0,0,null,null,16.566616323323409,331.3323264664682,null,0,250,0,0,0,61.719704801197615,331.3323264664682,-269.61262166527058,109.6542822726388,-264.22036923196515,-269.61262166527058,269.61262166527058,null,0,0,0,2.7413570568159702E-3,8.75,11]
["2010-11-11T17:29:59.660",12.252299293643192,40.849165845006404,0,0,0,0,null,null,0,0,null,0,250,0,0,0,40.849165845006404,0,40.849165845006404,27276.197656772067,41.682822290822862,40.849165845006404,0,null,0,0,0,0.68190494141930158,17.5,11]
["2010-11-12T06:14:59.660",15.89053698328043,52.979050302256958,0,0,0,0,null,null,0,0,null,0,250,0,0,0,52.979050302256958,0,52.979050302256958,0,0,0,0,null,52.979050302256958,52.979050302256958,0,0,6.25,11]
["2010-11-12T10:29:59.660",13.643391136747747,45.48706604991699,0,0,0,0,null,null,4.904113321751745,98.082266435034896,null,0,250,0,0,0,45.48706604991699,98.082266435034896,-52.595200385117906,0,-51.543296377415544,-52.595200385117906,52.595200385117906,null,0,0,0,0,10.5,11]
["2010-11-13T00:14:59.660",21.454899969076955,{"$f":"B30341*$C$2","v":71.530636496902574},114.15525114155253,{"$f":"D30341*$E$2","v":380.47945205479459},166.66666666665793,555.4999999999709,null,null,0,{"$f":"IF(J30341>(250*$J$2),250*$J$2*$K$2,J30341 * $K$2)","v":0},null,{"$f":"$M$2*L30341","v":0},250,{"$f":"N30341*$O$2","v":0},{"$f":"J30341*$K$2-K30341","v":0},{"$f":"P30341*$Q$2","v":0},{"$f":"C30341+E30341+G30341+I30341","v":1007.5100885516681},0,{"$f":"R30341-S30341","v":1007.5100885516681},0,{"$f":"IF(T30341>0,              IF((U30341-T30341/$W$2)>0,T30341/$W$2,U30341),    IF((U30341-T30341*$V$2)<($U$2),T30341*$V$2,-$U$2+U30341))","v":0},{"$f":"IF(T30341>0,IF((U30341-T30341/$W$2)>0,T30341,U30341*$W$2),IF((U30341-T30341*$V$2)<$U$2,T30341,(-$U$2+U30341)/$V$2))","v":0},{"$f":"IF(W30341<0,-W30341,0)","v":0},null,{"$f":"IF(AA30341>0,AA30341,0)","v":1007.5100885516681},{"$f":"T30341-W30341","v":1007.5100885516681},{"$f":"IF(AA30341<0,-AA30341,0)","v":0},0,{"$f":"MINUTE(A30341)/60 + HOUR(A30341)","v":0.25},{"$f":"MONTH(A30341)","v":11}]
["2010-11-13T07:44:59.660",12.091789018456499,40.314024587533972,0,0,0,0,null,null,9.8295074419761743,196.59014883952349,null,0,250,0,0,0,40.314024587533972,196.59014883952349,-156.27612425198953,34.151205885526203,-153.15060176694973,-156.27612425198953,156.27612425198953,null,0,0,0,8.5378014713815512E-4,7.75,11]
["2010-11-13T11:59:59.660",52.21940746371213,174.09950448401625,0,0,0,0,null,null,90.779165542264337,1815.5833108452866,null,0,250,0,0,0,174.09950448401625,1815.5833108452866,-1641.4838063612704,14163.343197406799,-1608.6541302340449,-1641.4838063612704,1641.4838063612704,null,0,0,0,0.35408357993516992,12,11]
["2010-11-13T20:44:59.660",28.303346751502218,94.363358069508394,0,0,0,0,null,null,0,0,null,0,250,0,0,0,94.363358069508394,0,94.363358069508394,24796.444682806214,96.289140887253467,94.363358069508394,0,null,0,0,0,0.61991111707015534,20.75,11]
["2010-11-14T09:29:59.660",78.222104744227536,260.79249721725461,0,0,0,0,null,null,53.99309034447667,1079.8618068895335,null,0,250,0,0,0,260.79249721725461,1079.8618068895335,-819.06930967227891,2990.4172542684128,-802.68792347883334,-819.06930967227891,819.06930967227891,null,0,0,0,7.4760431356710316E-2,9.5,11]
["2010-11-14T11:29:59.660",12.091789417240282,40.3140259170791,0,0,0,0,null,null,83.925999638676416,1678.5199927735284,null,0,250,0,0,0,40.3140259170791,1678.5199927735284,-1638.2059668564493,13217.659384153827,-1605.4418475193204,-1638.2059668564493,1638.2059668564493,null,0,0,0,0.33044148460384565,11.5,11]
["2010-11-14T22:14:59.660",26.805249254624567,89.368701014918301,0,0,0,0,null,null,0,0,null,0,250,0,0,0,89.368701014918301,0,89.368701014918301,29978.797784965078,91.192552056039091,89.368701014918301,0,null,0,0,0,0.74946994462412697,22.25,11]
["2010-11-15T10:59:59.660",26.912256104749023,89.725461853233242,0,0,0,0,null,null,70.980077590430611,1419.6015518086122,null,0,250,0,0,0,89.725461853233242,1419.6015518086122,-1329.876089955379,10470.180948826193,-1303.2785681562714,-1329.876089955379,1329.876089955379,null,0,0,0,0.26175452372065483,11,11]
["2010-11-15T19:44:59.660",30.389983120415781,101.32020372346622,0,0,0,0,null,null,0,0,null,0,250,0,0,0,101.32020372346622,0,101.32020372346622,28819.567007617225,103.3879629831288,101.32020372346622,0,null,0,0,0,0.72048917519043065,19.75,11]
["2010-11-15T23:59:59.660",18.779725924478836,62.611606232212438,0,0,0,0,null,null,0,0,null,0,250,0,0,0,62.611606232212438,0,62.611606232212438,26068.864721792495,63.889394114502487,62.611606232212438,0,null,0,0,0,0.65172161804481243,0,11]
["2010-11-16T05:59:59.660",18.512208200991996,61.719702142107316,114.15525114155253,380.47945205479459,166.66666666665793,555.4999999999709,null,null,0,0,null,0,250,0,0,0,997.69915419687277,0,997.69915419687277,2580.6679857962981,1018.0603614253804,997.69915419687277,0,null,0,0,0,6.4516699644907444E-2,6,11]
["2010-11-16T21:14:59.660",24.130074611850766,80.449668755910452,0,0,0,0,null,null,0,0,null,0,250,0,0,0,80.449668755910452,0,80.449668755910452,2891.717115692933,82.091498730520868,80.449668755910452,0,null,0,0,0,7.2292927892323319E-2,21.25,11]
["2010-11-17T01:29:59.660",16.532579280378581,55.119619320782192,114.15525114155253,380.47945205479459,166.66666666665793,555.4999999999709,null,null,0,0,null,0,250,0,0,0,991.09907137554774,0,991.09907137554774,0,0,0,0,null,991.09907137554774,991.09907137554774,0,0,1.5,11]
["2010-11-17T10:14:59.660",13.696893564850505,45.665443145211583,0,0,0,0,null,null,32.275693801971286,645.51387603942567,null,0,250,0,0,0,45.665443145211583,645.51387603942567,-599.84843289421406,1964.4468723698328,-587.85146423632978,-599.84843289421406,599.84843289421406,null,0,0,0,4.9111171809245818E-2,10.25,11]
["2010-11-17T14:29:59.660",12.359306741943339,41.205928677639093,0,0,0,0,null,null,12.045290677152376,240.90581354304754,null,0,250,0,0,0,41.205928677639093,240.90581354304754,-199.69988486540845,11474.24030921753,-195.70588716810028,-199.69988486540845,199.69988486540845,null,0,0,0,0.28685600773043823,14.5,11]
["2010-11-18T01:29:59.660",14.445942712073117,48.162773002051772,114.15525114155253,380.47945205479459,166.66666666665793,555.4999999999709,null,null,0,0,null,0,250,0,0,0,984.14222505681732,0,984.14222505681732,1835.5872304479913,1004.2267602620585,984.14222505681732,0,null,0,0,0,4.5889680761199786E-2,1.5,11]
["2010-11-18T11:44:59.660",13.375872416301428,44.595158635948962,0,0,0,0,null,null,56.425557153828272,1128.5111430765655,null,0,250,0,0,0,44.595158635948962,1128.5111430765655,-1083.9159844406165,6409.5664260770127,-1062.2376647518042,-1083.9159844406165,1083.9159844406165,null,0,0,0,0.16023916065192531,11.75,11]
["2010-11-18T15:59:59.660",10.433179850648889,34.784221622063399,0,0,0,0,null,null,3.5336627358339299,70.673254716678599,null,0,250,0,0,0,34.784221622063399,70.673254716678599,-35.889033094615201,20737.481193768446,-35.171252432722895,-35.889033094615201,35.889033094615201,null,0,0,0,0.51843702984421114,16,11]
["2010-11-19T00:44:59.660",17.656152403036813,58.865612111724737,114.15525114155253,380.47945205479459,166.66666666665793,555.4999999999709,null,null,0,0,null,0,250,0,0,0,994.84506416649015,0,994.84506416649015,16614.143868266026,1015.1480246596839,994.84506416649015,0,null,0,0,0,0.41535359670665067,0.75,11]
["2010-11-19T13:29:59.660",29.747941421493302,99.179636699258666,0,0,0,0,null,null,34.228203586335667,684.56407172671334,null,0,250,0,0,0,99.179636699258666,684.56407172671334,-585.38443502745463,1943.3223737498299,-573.67674632690557,-585.38443502745463,585.38443502745463,null,0,0,0,4.8583059343745745E-2,13.5,11]
["2010-11-19T20:59:59.660",17.335130855703952,57.795326272916974,0,0,0,0,null,null,0,0,null,0,250,0,0,0,57.795326272916974,0,57.795326272916974,351.00465849860029,58.974822727466304,57.795326272916974,0,null,0,0,0,8.7751164624650067E-3,21,11]
["2010-11-20T02:14:59.660",13.215361542939053,44.060015384158802,114.15525114155253,380.47945205479459,166.66666666665793,555.4999999999709,null,null,0,0,null,0,250,0,0,0,980.03946743892425,0,980.03946743892425,0,0,0,0,null,980.03946743892425,980.03946743892425,0,0,2.25,11]
["2010-11-20T14:59:59.660",71.587671263267438,238.67329599173365,0,0,0,0,null,null,12.000220875152326,240.00441750304651,null,0,250,0,0,0,238.67329599173365,240.00441750304651,-1.3311215113128583,12127.841298155754,-1.3044990810866011,-1.3311215113128583,1.3311215113128583,null,0,0,0,0.30319603245389387,15,11]
["2010-11-20T19:14:59.660",99.248976914022862,330.89608903135223,0,0,0,0,null,null,0,0,null,0,250,0,0,0,330.89608903135223,0,330.89608903135223,10013.838469251166,337.64907044015536,330.89608903135223,0,null,0,0,0,0.25034596173127915,19.25,11]
["2010-11-21T03:59:59.660",15.355501536306745,51.195242122046686,114.15525114155253,380.47945205479459,166.66666666665793,555.4999999999709,null,null,0,0,null,0,250,0,0,0,987.17469417681218,0,987.17469417681218,0,0,0,0,null,987.17469417681218,987.17469417681218,0,0,4,11]
["2010-11-21T16:29:59.660",28.784878972805558,95.968786495333731,0,0,0,0,null,null,0,0,null,0,250,0,0,0,95.968786495333731,{"$f":"K31174+M31174+O31174+Q31174","v":0},95.968786495333731,{"$f":"U31173-V31173","v":4341.9334065219509},97.927333158503814,95.968786495333731,0,null,0,0,0,0.10854833516304878,16.5,11]
["2010-11-22T01:14:59.660",23.327522039565924,77.773958479912793,114.15525114155253,380.47945205479459,166.66666666665793,555.4999999999709,null,null,0,0,null,0,250,0,0,0,1013.7534105346783,0,1013.7534105346783,0,0,0,0,null,1013.7534105346783,1013.7534105346783,0,0,1.25,11]
["2010-11-22T05:29:59.660",17.22812420497138,57.438566099374583,114.15525114155253,380.47945205479459,166.66666666665793,555.4999999999709,null,null,0,0,null,0,250,0,0,0,993.4180181541401,0,993.4180181541401,0,0,0,0,null,993.4180181541401,993.4180181541401,0,0,5.5,11]
["2010-11-22T18:14:59.660",22.471466042218839,74.919867784757614,0,0,0,0,null,null,0,0,null,0,250,0,0,0,74.919867784757614,0,74.919867784757614,15679.564428223248,76.448844678324093,74.919867784757614,0,null,0,0,0,0.39198911070558118,18.25,11]
["2010-11-23T02:59:59.660",20.33132704581061,67.784644370732579,114.15525114155253,380.47945205479459,166.66666666665793,555.4999999999709,null,null,0,0,null,0,250,0,0,0,1003.7640964254981,0,1003.7640964254981,873.42503743809061,873.42503743809061,855.9565366893288,0,null,147.80755973616931,147.80755973616931,0,2.1835625935952264E-2,3,11]
["2010-11-23T11:59:59.660",83.786468128807854,279.34408474144539,0,0,0,0,null,null,18.205196737509699,364.10393475019396,null,0,250,0,0,0,279.34408474144539,364.10393475019396,-84.759850008748572,3211.7690264426542,-83.0646530085736,-84.759850008748572,84.759850008748572,null,0,0,0,8.0294225661066351E-2,12,11]
["2010-11-23T15:44:59.660",179.18319345355269,597.39676697414473,0,0,0,0,null,null,0.98224713579612355,19.644942715922472,null,0,250,0,0,0,597.39676697414473,19.644942715922472,577.7518242582222,3270.1654208655486,589.54267781451244,577.7518242582222,0,null,0,0,0,8.175413552163871E-2,15.75,11]
["2010-11-24T04:29:59.660",16.265060958716052,54.227713236359321,114.15525114155253,380.47945205479459,166.66666666665793,555.4999999999709,null,null,0,0,null,0,250,0,0,0,990.20716529112474,0,990.20716529112474,0,0,0,0,null,990.20716529112474,990.20716529112474,0,0,4.5,11]
["2010-11-24T08:44:59.660",12.412810565789357,41.38431042634172,0,0,0,0,null,null,10.661498275211013,213.22996550422027,null,0,250,0,0,0,41.38431042634172,213.22996550422027,-171.84565507787855,342.96830659151772,-168.40874197632098,-171.84565507787855,171.84565507787855,null,0,0,0,8.5742076647879438E-3,8.75,11]
["2010-11-24T17:29:59.660",63.829665257824772,212.80810396958779,0,0,0,0,null,null,0,0,null,0,250,0,0,0,212.80810396958779,0,212.80810396958779,8238.6039242493644,217.15112649957939,212.80810396958779,0,null,0,0,0,0.20596509810623412,17.5,11]
["2010-11-25T06:14:59.660",13.429375841363662,44.773539055106447,0,0,0,0,null,null,0,0,null,0,250,0,0,0,44.773539055106447,0,44.773539055106447,0,0,0,0,null,44.773539055106447,44.773539055106447,0,0,6.25,11]
["2010-11-25T09:14:59.660",33.386178512954871,111.30951916219153,0,0,0,0,null,null,29.859295996866276,597.18591993732548,null,0,250,0,0,0,111.30951916219153,597.18591993732548,-485.87640077513396,980.05984585434658,-476.15887275963127,-485.87640077513396,485.87640077513396,null,0,0,0,2.4501496146358666E-2,9.25,11]
["2010-11-25T18:59:59.660",77.740573719275559,259.18707278006474,0,0,0,0,null,null,0,0,null,0,250,0,0,0,259.18707278006474,0,259.18707278006474,18713.185688586007,264.47660487761709,259.18707278006474,0,null,0,0,0,0.46782964221465018,19,11]
["2010-11-26T07:44:59.660",13.85740423882099,46.200585732229186,0,0,0,0,null,null,0.69151930444174015,13.830386088834803,null,0,250,0,0,0,46.200585732229186,13.830386088834803,32.370199643394386,0,0,0,0,null,32.370199643394386,32.370199643394386,0,0,7.75,11]
["2010-11-26T16:29:59.660",105.02735360006832,350.16119690262781,0,0,0,0,null,null,1.1218001350722429E-2,0.22436002701444857,null,0,250,0,0,0,350.16119690262781,0.22436002701444857,349.93683687561338,4245.0212061808525,357.07840497511569,349.93683687561338,0,null,0,0,0,0.10612553015452131,16.5,11]
["2010-11-26T20:44:59.660",16.051046859683339,53.514190230184255,0,0,0,0,null,null,0,0,null,0,250,0,0,0,53.514190230184255,0,53.514190230184255,2543.7172588758294,54.606316561412505,53.514190230184255,0,null,0,0,0,6.3592931471895736E-2,20.75,11]
["2010-11-27T04:44:59.660",11.021718523292915,36.746409556658577,114.15525114155253,380.47945205479459,166.66666666665793,555.4999999999709,null,null,0,0,null,0,250,0,0,0,972.72586161142408,0,972.72586161142408,0,0,0,0,null,972.72586161142408,972.72586161142408,0,0,4.75,11]
["2010-11-27T17:59:59.660",22.899494639068052,76.346915126652888,0,0,0,0,null,null,0,0,null,0,250,0,0,0,76.346915126652888,0,76.346915126652888,26909.492033766426,77.905015435360085,76.346915126652888,0,null,0,0,0,0.67273730084416072,18,11]
["2010-11-27T22:14:59.660",111.12675163405474,370.4965899479385,0,0,0,0,null,null,0,0,null,0,250,0,0,0,370.4965899479385,0,370.4965899479385,23517.165500363601,378.05774484483521,370.4965899479385,0,null,0,0,0,0.58792913750908993,22.25,11]
["2010-11-28T10:59:59.660",10.379677621938022,34.605845191541363,0,0,0,0,null,null,20.536694020781976,410.73388041563953,null,0,250,0,0,0,34.605845191541363,410.73388041563953,-376.1280352240982,3048.7455819726406,-368.60547451961622,-376.1280352240982,376.1280352240982,null,0,0,0,7.6218639549316014E-2,11,11]
["2010-11-28T19:44:59.660",23.541536138598634,78.487481486087844,0,0,0,0,null,null,0,0,null,0,250,0,0,0,78.487481486087844,0,78.487481486087844,6956.5465983092799,80.089266822538619,78.487481486087844,0,null,0,0,0,0.173913664957732,19.75,11]
["2010-11-29T00:14:59.660",20.170816371840129,{"$f":"B31877*$C$2","v":67.24950178371499},114.15525114155253,{"$f":"D31877*$E$2","v":380.47945205479459},166.66666666665793,555.4999999999709,null,null,0,{"$f":"IF(J31877>(250*$J$2),250*$J$2*$K$2,J31877 * $K$2)","v":0},null,{"$f":"$M$2*L31877","v":0},250,{"$f":"N31877*$O$2","v":0},{"$f":"J31877*$K$2-K31877","v":0},{"$f":"P31877*$Q$2","v":0},{"$f":"C31877+E31877+G31877+I31877","v":1003.2289538384805},0,{"$f":"R31877-S31877","v":1003.2289538384805},3912.9724199017746,{"$f":"IF(T31877>0,              IF((U31877-T31877/$W$2)>0,T31877/$W$2,U31877),    IF((U31877-T31877*$V$2)<($U$2),T31877*$V$2,-$U$2+U31877))","v":1023.7030141208985},{"$f":"IF(T31877>0,IF((U31877-T31877/$W$2)>0,T31877,U31877*$W$2),IF((U31877-T31877*$V$2)<$U$2,T31877,(-$U$2+U31877)/$V$2))","v":1003.2289538384805},{"$f":"IF(W31877<0,-W31877,0)","v":0},null,{"$f":"IF(AA31877>0,AA31877,0)","v":0},{"$f":"T31877-W31877","v":0},{"$f":"IF(AA31877<0,-AA31877,0)","v":0},9.7824310497544364E-2,{"$f":"MINUTE(A31877)/60 + HOUR(A31877)","v":0.25},{"$f":"MONTH(A31877)","v":11}]
["2010-11-29T08:29:59.660",16.104550484137466,53.692571314114311,0,0,0,0,null,null,7.1459961386314417,142.91992277262884,null,0,250,0,0,0,53.692571314114311,142.91992277262884,-89.227351458514534,8.8818489355946983,-87.442804429344235,-89.227351458514534,89.227351458514534,null,0,0,0,2.2204622338986747E-4,8.5,11]
["2010-11-29T21:14:59.660",95.18271162449588,317.33916055606926,0,0,0,0,null,null,0,0,null,0,250,0,0,0,317.33916055606926,0,317.33916055606926,9356.7764873700708,323.81546995517272,317.33916055606926,0,null,0,0,0,0.23391941218425177,21.25,11]
["2010-11-30T01:29:59.660",17.495641729066328,58.330469524707141,114.15525114155253,380.47945205479459,166.66666666665793,555.4999999999709,null,null,0,0,null,0,250,0,0,0,994.30992157947264,0,994.30992157947264,2414.5923917322984,1014.6019607953803,994.30992157947264,0,null,0,0,0,6.036480979330746E-2,1.5,11]
["2010-11-30T10:14:59.660",13.482879266425895,44.951919474263939,0,0,0,0,null,null,98.67841918128056,1973.5683836256112,null,0,250,0,0,0,44.951919474263939,1973.5683836256112,-1928.6164641513474,8059.3395262565091,-1890.0441348683205,-1928.6164641513474,1928.6164641513474,null,0,0,0,0.20148348815641273,10.25,11]
["2010-11-30T19:44:59.660",35.09829070704091,117.01770121727439,0,0,0,0,null,null,0,0,null,0,250,0,0,0,117.01770121727439,0,117.01770121727439,31820.624953285096,119.40581756864734,117.01770121727439,0,null,0,0,0,0.79551562383212737,19.75,11]
["2010-12-01T07:29:59.660",17.067613531000895,56.90342351235698,0,0,0,0,null,null,6.6639183140636563E-2,1.3327836628127312,null,0,250,0,0,0,56.90342351235698,1.3327836628127312,55.57063984954425,1869.310731584151,56.704734540351275,55.57063984954425,0,null,0,0,0,4.6732768289603772E-2,7.5,12]
["2010-12-01T11:44:59.660",84.428509628338432,281.48465110088034,0,0,0,0,null,null,7.4130922288041221,148.26184457608244,null,0,250,0,0,0,281.48465110088034,148.26184457608244,133.2228065247979,1914.2033907371356,135.94163931101826,133.2228065247979,0,null,0,0,0,4.7855084768428389E-2,11.75,12]
["2010-12-02T00:29:59.660",18.726221502457133,62.433222489192083,114.15525114155253,380.47945205479459,215.05376344084894,716.77419354834956,null,null,0,0,null,0,250,0,0,0,1159.6868680923362,0,1159.6868680923362,0,0,0,0,null,1159.6868680923362,1159.6868680923362,0,0,0.5,12]
["2010-12-02T09:14:59.660",59.602889693111088,198.71603423683237,0,0,0,0,null,null,6.0747343222724659,121.49468644544932,null,0,250,0,0,0,198.71603423683237,121.49468644544932,77.221347791383053,109.21586988624529,78.797293664676587,77.221347791383053,0,null,0,0,0,2.7303967471561325E-3,9.25,12]
["2010-12-02T15:14:59.660",112.73185637984065,375.84800917038876,0,0,0,0,null,null,5.3423300758644787,106.84660151728957,null,0,250,0,0,0,375.84800917038876,106.84660151728957,269.00140765309919,6299.7978771253911,274.49123229908082,269.00140765309919,0,null,0,0,0,0.15749494692813476,15.25,12]
["2010-12-03T01:59:59.660",17.977173152802099,59.935895291442201,114.15525114155253,380.47945205479459,215.05376344084894,716.77419354834956,null,null,0,0,null,0,250,0,0,0,1157.1895408945863,0,1157.1895408945863,0,0,0,0,null,1157.1895408945863,1157.1895408945863,0,0,2,12]
["2010-12-03T02:14:59.660",17.923669528347975,59.757514207512152,114.15525114155253,380.47945205479459,215.05376344084894,716.77419354834956,null,null,0,0,null,0,250,0,0,0,1157.0111598106564,0,1157.0111598106564,0,0,0,0,null,1157.0111598106564,1157.0111598106564,0,0,2.25,12]
["2010-12-03T14:59:59.660",33.600192811379479,112.02304283313919,0,0,0,0,null,null,30.259531814535343,605.19063629070683,null,0,250,0,0,0,112.02304283313919,605.19063629070683,-493.16759345756765,13046.447605819325,-483.30424158841629,-493.16759345756765,493.16759345756765,null,0,0,0,0.32616119014548317,15,12]
["2010-12-03T23:44:59.660",28.249843326439979,94.184977650350888,0,0,0,0,null,null,0,0,null,0,250,0,0,0,94.184977650350888,0,94.184977650350888,8072.3083851111833,96.107120051378459,94.184977650350888,0,null,0,0,0,0.20180770962777958,23.75,12]
["2010-12-04T10:44:59.660",16.051047657250912,53.51419288927454,0,0,0,0,null,null,30.021073439495659,600.42146878991321,null,0,250,0,0,0,53.51419288927454,600.42146878991321,-546.90727590063864,2638.1914365761195,-535.96913038262585,-546.90727590063864,546.90727590063864,null,0,0,0,6.5954785914402986E-2,10.75,12]
["2010-12-04T16:29:59.660",32.36961243981299,107.92028787433651,0,0,0,0,null,null,0,0,null,0,250,0,0,0,107.92028787433651,0,107.92028787433651,12699.872511433097,110.1227427289148,107.92028787433651,0,null,0,0,0,0.31749681278582742,16.5,12]
["2010-12-05T01:14:59.660",17.763159053769382,59.22237228526712,114.15525114155253,380.47945205479459,215.05376344084894,716.77419354834956,null,null,0,0,null,0,250,0,0,0,1156.4760178884112,0,1156.4760178884112,3081.1934313318097,1180.0775692738889,1156.4760178884112,0,null,0,0,0,7.7029835783295239E-2,1.25,12]
["2010-12-05T05:29:59.660",13.054851467144251,43.524874791458934,114.15525114155253,380.47945205479459,215.05376344084894,716.77419354834956,null,null,0,0,null,0,250,0,0,0,1140.7785203946032,0,1140.7785203946032,0,0,0,0,null,1140.7785203946032,1140.7785203946032,0,0,5.5,12]
["2010-12-05T18:14:59.660",70.036070540719464,233.5002591827587,0,0,0,0,null,null,0,0,null,0,250,0,0,0,233.5002591827587,0,233.5002591827587,13814.104630500116,238.26557059465173,233.5002591827587,0,null,0,0,0,0.34535261576250292,18.25,12]
["2010-12-05T21:59:59.660",32.102095115109933,107.02838511377652,0,0,0,0,null,null,0,0,null,0,250,0,0,0,107.02838511377652,0,107.02838511377652,11203.376535013076,109.21263787120054,107.02838511377652,0,null,0,0,0,0.28008441337532691,22,12]
["2010-12-06T06:59:59.660",14.552949362805688,48.519533175594162,0,0,0,0,null,null,0,0,null,0,250,0,0,0,48.519533175594162,0,48.519533175594162,0,0,0,0,null,48.519533175594162,48.519533175594162,0,0,7,12]
["2010-12-06T15:44:59.660",19.421767623401301,64.752173256419937,0,0,0,0,null,null,2.6530353424614228,53.060706849228453,null,0,250,0,0,0,64.752173256419937,53.060706849228453,11.691466407191484,7194.5937561375749,11.93006776244029,11.691466407191484,0,null,0,0,0,0.17986484390343938,15.75,12]
["2010-12-07T04:29:59.660",16.158054706767274,53.870954392362094,114.15525114155253,380.47945205479459,215.05376344084894,716.77419354834956,null,null,0,0,null,0,250,0,0,0,1151.1245999955063,0,1151.1245999955063,0,0,0,0,null,1151.1245999955063,1151.1245999955063,0,0,4.5,12]
["2010-12-07T08:44:59.660",29.587430348739037,98.644492782695949,0,0,0,0,null,null,17.48016893042626,349.60337860852519,null,0,250,0,0,0,98.644492782695949,349.60337860852519,-250.95888582582924,223.88072454104008,-245.93970810931265,-250.95888582582924,250.95888582582924,null,0,0,0,5.5970181135260024E-3,8.75,12]
["2010-12-07T17:29:59.660",10.914711872560341,36.389649383116179,0,0,0,0,null,null,0,0,null,0,250,0,0,0,36.389649383116179,0,36.389649383116179,21977.971080366417,37.132295288894063,36.389649383116179,0,null,0,0,0,0.54944927700916035,17.5,12]
["2010-12-08T05:59:59.660",12.466314389635377,41.562692175044347,114.15525114155253,380.47945205479459,215.05376344084894,716.77419354834956,null,null,0,0,null,0,250,0,0,0,1138.8163377781884,0,1138.8163377781884,0,0,0,0,null,1138.8163377781884,1138.8163377781884,0,0,6,12]
["2010-12-08T14:44:59.660",15.78352993376407,52.622288799169411,0,0,0,0,null,null,30.348699256901831,606.9739851380366,null,0,250,0,0,0,52.622288799169411,606.9739851380366,-554.35169633886721,16446.765844696958,-543.26466241208982,-554.35169633886721,554.35169633886721,null,0,0,0,0.41116914611742394,14.75,12]
["2010-12-08T18:59:59.660",62.064050635635958,206.92154481921028,0,0,0,0,null,null,0,0,null,0,250,0,0,0,206.92154481921028,0,206.92154481921028,15863.693313366486,211.14443348899007,206.92154481921028,0,null,0,0,0,0.39659233283416218,19,12]
["2010-12-09T07:44:59.660",11.877775318207572,39.600502910904048,0,0,0,0,null,null,0.83337857756594658,16.667571551318932,null,0,250,0,0,0,39.600502910904048,16.667571551318932,22.932931359585115,0,0,0,0,null,22.932931359585115,22.932931359585115,0,0,7.75,12]
["2010-12-09T12:59:59.660",12.573320442192268,41.919450354269024,0,0,0,0,null,null,42.049453333245054,840.98906666490109,null,0,250,0,0,0,41.919450354269024,840.98906666490109,-799.06961631063211,8677.571947800996,-783.08822398441941,-799.06961631063211,799.06961631063211,null,0,0,0,0.2169392986950249,13,12]
["2010-12-09T20:29:59.660",23.381025664020036,77.952339563842798,0,0,0,0,null,null,0,0,null,0,250,0,0,0,77.952339563842798,0,77.952339563842798,11782.629041523467,79.54320363657429,77.952339563842798,0,null,0,0,0,0.29456572603808667,20.5,12]
["2010-12-10T09:14:59.660",17.174620381125361,57.260184350671956,0,0,0,0,null,null,20.776673719129338,415.53347438258675,null,0,250,0,0,0,57.260184350671956,415.53347438258675,-358.27329003191477,457.13751153692419,-351.10782423127648,-358.27329003191477,358.27329003191477,null,0,0,0,1.1428437788423106E-2,9.25,12]
["2010-12-10T17:59:59.660",22.845990615830139,76.168532713177683,0,0,0,0,null,null,0,0,null,0,250,0,0,0,76.168532713177683,0,76.168532713177683,12753.387501171217,77.72299256446702,76.168532713177683,0,null,0,0,0,0.3188346875292804,18,12]
["2010-12-10T22:14:59.660",30.443486944261799,101.49858547216884,0,0,0,0,null,null,0,0,null,0,250,0,0,0,101.49858547216884,0,101.49858547216884,10780.097169967108,103.56998517568249,101.49858547216884,0,null,0,0,0,0.26950242924917767,22.25,12]
["2010-12-11T08:29:59.660",52.486925585982782,174.99140990366661,0,0,0,0,null,null,4.2803590539964169,85.607181079928338,null,0,250,0,0,0,174.99140990366661,85.607181079928338,89.384228823738269,0,0,0,0,null,89.384228823738269,89.384228823738269,0,0,8.5,12]
["2010-12-11T19:29:59.660",122.7370096275592,409.2051900982824,0,0,0,0,null,null,0,0,null,0,250,0,0,0,409.2051900982824,0,409.2051900982824,1066.4136051896166,417.5563164268188,409.2051900982824,0,null,0,0,0,2.6660340129740414E-2,19.5,12]
["2010-12-11T23:44:59.660",16.318564782562071,54.406094985061948,0,0,0,0,null,null,0,0,null,0,250,0,0,0,54.406094985061948,0,54.406094985061948,0,0,0,0,null,54.406094985061948,54.406094985061948,0,0,23.75,12]
["2010-12-12T08:29:59.660",13.108355091598373,43.703255875388976,0,0,0,0,null,null,2.1935068642124915,43.870137284249829,null,0,250,0,0,0,43.703255875388976,{"$f":"K33158+M33158+O33158+Q33158","v":43.870137284249829},-0.16688140886085279,{"$f":"U33157-V33157","v":16.701182580510871},-0.16354378068363573,-0.16688140886085279,0.16688140886085279,null,0,0,0,4.1752956451277179E-4,8.5,12]
["2010-12-12T21:14:59.660",41.62571594213329,138.78013695107239,0,0,0,0,null,null,0,0,null,0,250,0,0,0,138.78013695107239,0,138.78013695107239,6641.6159339365477,141.61238464395143,138.78013695107239,0,null,0,0,0,0.16604039834841369,21.25,12]
["2010-12-13T05:59:59.660",13.108355290990268,43.703256540161554,114.15525114155253,380.47945205479459,215.05376344084894,716.77419354834956,null,null,0,0,null,0,250,0,0,0,1140.9569021433058,0,1140.9569021433058,0,0,0,0,null,1140.9569021433058,1140.9569021433058,0,0,6,12]
["2010-12-13T13:59:59.660",13.750397787480312,45.843826223459359,0,0,0,0,null,null,43.139142243041569,862.78284486083135,null,0,250,0,0,0,45.843826223459359,862.78284486083135,-816.93901863737199,13032.364782666162,-800.60023826462452,-816.93901863737199,816.93901863737199,null,0,0,0,0.32580911956665404,14,12]
["2010-12-13T22:44:59.660",30.49699016993214,101.67696522655376,0,0,0,0,null,null,0,0,null,0,250,0,0,0,101.67696522655376,0,101.67696522655376,13713.579606432213,103.75200533321812,101.67696522655376,0,null,0,0,0,0.34283949016080534,22.75,12]
["2010-12-14T07:29:59.660",112.73185657923253,375.84800983516124,0,0,0,0,null,null,3.7393337835741431E-3,7.4786675671482866E-2,null,0,250,0,0,0,375.84800983516124,7.4786675671482866E-2,375.77322315948976,0,0,0,0,null,375.77322315948976,375.77322315948976,0,0,7.5,12]
["2010-12-14T11:44:59.660",75.118902302172089,250.44642027544174,0,0,0,0,null,null,47.286610635812742,945.73221271625482,null,0,250,0,0,0,250.44642027544174,945.73221271625482,-695.28579244081311,5791.7899998734219,-681.38007659199684,-695.28579244081311,695.28579244081311,null,0,0,0,0.14479474999683556,11.75,12]
["2010-12-15T00:29:59.660",14.445943110856907,48.162774331596928,114.15525114155253,380.47945205479459,215.05376344084894,716.77419354834956,null,null,0,0,null,0,250,0,0,0,1145.416419934741,{"$f":"K33414+M33414+O33414+Q33414","v":0},1145.416419934741,{"$f":"U33413-V33413","v":10587.459294594104},1168.7922652395316,1145.416419934741,0,null,0,0,0,0.26468648236485265,0.5,12]
["2010-12-15T09:29:59.660",12.09178961663218,40.314026581851692,0,0,0,0,null,null,15.498436092067447,309.96872184134895,null,0,250,0,0,0,40.314026581851692,309.96872184134895,-269.65469525949726,634.83226609326653,-264.26160135430729,-269.65469525949726,269.65469525949726,null,0,0,0,1.5870806652331662E-2,9.5,12]
["2010-12-15T13:14:59.660",14.820466886900636,49.41143660092672,0,0,0,0,null,null,21.503258747970019,430.06517495940039,null,0,250,0,0,0,49.41143660092672,430.06517495940039,-380.65373835847367,8732.7587369053454,-373.04066359130417,-380.65373835847367,380.65373835847367,null,0,0,0,0.21831896842263365,13.25,12]
["2010-12-15T21:59:59.660",20.598843971729881,68.676545801747423,0,0,0,0,null,null,0,0,null,0,250,0,0,0,68.676545801747423,0,68.676545801747423,8761.8669205219376,70.078107960966761,68.676545801747423,0,null,0,0,0,0.21904667301304842,22,12]
["2010-12-16T10:44:59.660",78.703635968571419,262.39792231921712,0,0,0,0,null,null,41.274795424935419,825.49590849870833,null,0,250,0,0,0,262.39792231921712,825.49590849870833,-563.09798617949127,4999.215725049663,-551.83602645590145,-563.09798617949127,563.09798617949127,null,0,0,0,0.12498039312624158,10.75,12]
["2010-12-16T14:59:59.660",12.412810167005572,41.384309096796578,0,0,0,0,null,null,20.526471853584138,410.52943707168276,null,0,250,0,0,0,41.384309096796578,410.52943707168276,-369.14512797488618,21180.675094331484,-361.76222541538846,-369.14512797488618,369.14512797488618,null,0,0,0,0.52951687735828701,15,12]
["2010-12-16T20:44:59.660",27.875318952220578,92.936313386703404,0,0,0,0,null,null,0,0,null,0,250,0,0,0,92.936313386703404,0,92.936313386703404,20156.873262743135,94.832972843574908,92.936313386703404,0,null,0,0,0,0.50392183156857839,20.75,12]
["2010-12-17T12:14:59.660",17.22812460375517,57.43856742891974,0,0,0,0,null,null,35.131496012186361,702.62992024372716,null,0,250,0,0,0,57.43856742891974,702.62992024372716,-645.19135281480737,5496.3019728844101,-632.28752575851126,-645.19135281480737,645.19135281480737,null,0,0,0,0.13740754932211025,12.25,12]
["2010-12-17T16:29:59.660",13.536383489055703,45.130302552511715,0,0,0,0,null,null,0,0,null,0,250,0,0,0,45.130302552511715,{"$f":"K33670+M33670+O33670+Q33670","v":0},45.130302552511715,{"$f":"U33669-V33669","v":9190.8745246484923},46.051329135216037,45.130302552511715,0,null,0,0,0,0.22977186311621231,16.5,12]
["2010-12-18T01:14:59.660",15.623019857969268,52.087148206469543,114.15525114155253,380.47945205479459,215.05376344084894,716.77419354834956,null,null,0,0,null,0,250,0,0,0,1149.3407938096136,0,1149.3407938096136,219.4623454991538,219.4623454991538,215.07309858917071,0,null,934.26769522044287,934.26769522044287,0,5.4865586374788456E-3,1.25,12]
["2010-12-18T13:59:59.660",30.175969021383057,100.60668071729111,0,0,0,0,null,null,25.448749885312647,508.97499770625296,null,0,250,0,0,0,100.60668071729111,508.97499770625296,-408.36831698896185,17062.36149215118,-400.20095064918263,-408.36831698896185,408.36831698896185,null,0,0,0,0.42655903730377953,14,12]
["2010-12-18T16:14:59.660",26.377221654734821,87.941656996885897,0,0,0,0,null,null,0.13750411534432724,2.750082306886545,null,0,250,0,0,0,87.941656996885897,2.750082306886545,85.191574689999356,18761.528638065996,86.930178255101382,85.191574689999356,0,null,0,0,0,0.46903821595164991,16.25,12]
["2010-12-19T02:44:59.660",14.820466687508743,49.411435936154149,114.15525114155253,380.47945205479459,215.05376344084894,716.77419354834956,null,null,0,0,null,0,250,0,0,0,1146.6650815392982,0,1146.6650815392982,2148.9200370453891,1170.0664097339777,1146.6650815392982,0,null,0,0,0,5.3723000926134731E-2,2.75,12]
["2010-12-19T06:59:59.660",14.285431439926953,47.627628420716462,0,0,0,0,null,null,0,0,null,0,250,0,0,0,47.627628420716462,0,47.627628420716462,0,0,0,0,null,47.627628420716462,47.627628420716462,0,0,7,12]
["2010-12-19T15:44:59.660",23.22051558822524,77.417198971142952,0,0,0,0,null,null,3.0485070161596104,60.970140323192211,null,0,250,0,0,0,77.417198971142952,60.970140323192211,16.44705864795074,22287.693408354025,16.782712906072184,16.44705864795074,0,null,0,0,0,0.55719233520885059,15.75,12]
["2010-12-20T04:29:59.660",15.997543634012997,53.335810475799335,114.15525114155253,380.47945205479459,215.05376344084894,716.77419354834956,null,null,0,0,null,0,250,0,0,0,1150.5894560789434,0,1150.5894560789434,0,0,0,0,null,1150.5894560789434,1150.5894560789434,0,0,4.5,12]
["2010-12-20T11:44:59.660",40.823163968024147,136.10442866939252,0,0,0,0,null,null,31.891120123134229,637.82240246268452,null,0,250,0,0,0,136.10442866939252,637.82240246268452,-501.717973793292,3557.4074585441517,-491.68361431742613,-501.717973793292,501.717973793292,null,0,0,0,8.8935186463603794E-2,11.75,12]
["2010-12-20T17:14:59.660",43.712352510438762,145.73698326980283,0,0,0,0,null,null,0,0,null,0,250,0,0,0,145.73698326980283,0,145.73698326980283,8489.0058996719763,148.71120741816617,145.73698326980283,0,null,0,0,0,0.21222514749179941,17.25,12]
["2010-12-21T05:59:59.660",15.355501536306745,51.195242122046686,114.15525114155253,380.47945205479459,215.05376344084894,716.77419354834956,null,null,0,0,null,0,250,0,0,0,1148.4488877251908,0,1148.4488877251908,0,0,0,0,null,1148.4488877251908,1148.4488877251908,0,0,6,12]
["2010-12-21T14:44:59.660",17.977173750977787,59.935897285759943,0,0,0,0,null,null,18.864102305403168,377.28204610806335,null,0,250,0,0,0,59.935897285759943,377.28204610806335,-317.34614882230341,18802.935617007734,-310.99922584585732,-317.34614882230341,317.34614882230341,null,0,0,0,0.47007339042519336,14.75,12]
["2010-12-21T18:59:59.660",24.986130609197836,83.303759451065588,0,0,0,0,null,null,0,0,null,0,250,0,0,0,83.303759451065588,0,83.303759451065588,18413.922290429859,85.003836174556724,83.303759451065588,0,null,0,0,0,0.46034805726074651,19,12]
["2010-12-22T06:14:59.660",16.158054307983484,53.870953062816938,0,0,0,0,null,null,0,0,null,0,250,0,0,0,53.870953062816938,0,53.870953062816938,0,0,0,0,null,53.870953062816938,53.870953062816938,0,0,6.25,12]
["2010-12-22T16:14:59.660",15.35550253326622,51.195245445909578,0,0,0,0,null,null,0.17440723267952965,3.4881446535905929,null,0,250,0,0,0,51.195245445909578,3.4881446535905929,47.707100792318982,11484.067603109568,48.680715094203045,47.707100792318982,0,null,0,0,0,0.28710169007773917,16.25,12]
["2010-12-22T20:29:59.660",19.742788771950384,65.822457765682586,0,0,0,0,null,null,0,0,null,0,250,0,0,0,65.822457765682586,0,65.822457765682586,10353.089657504148,67.165773230288352,65.822457765682586,0,null,0,0,0,0.25882724143760366,20.5,12]
["2010-12-23T05:14:59.660",14.766964658189769,49.233060170404691,114.15525114155253,380.47945205479459,215.05376344084894,716.77419354834956,null,null,0,0,null,0,250,0,0,0,1146.4867057735489,0,1146.4867057735489,0,0,0,0,null,1146.4867057735489,1146.4867057735489,0,0,5.25,12]
["2010-12-23T17:59:59.660",33.653695638266029,112.20142125797895,0,0,0,0,null,null,0,0,null,0,250,0,0,0,112.20142125797895,0,112.20142125797895,7229.9364708505636,114.49124618161117,112.20142125797895,0,null,0,0,0,0.18074841177126411,18,12]
["2010-12-24T01:44:59.660",14.659956412322048,48.87629467868171,114.15525114155253,380.47945205479459,215.05376344084894,716.77419354834956,null,null,0,0,null,0,250,0,0,0,1146.1299402818258,0,1146.1299402818258,0,0,0,0,null,1146.1299402818258,1146.1299402818258,0,0,1.75,12]
["2010-12-24T06:44:59.660",15.248495882533643,50.838485272367166,0,0,0,0,null,null,0,0,null,0,250,0,0,0,50.838485272367166,0,50.838485272367166,0,0,0,0,null,50.838485272367166,50.838485272367166,0,0,6.75,12]
["2010-12-24T19:29:59.660",113.05287752838976,376.91829367965147,0,0,0,0,null,null,0,0,null,0,250,0,0,0,376.91829367965147,0,376.91829367965147,784.93774485066376,384.61050375474639,376.91829367965147,0,null,0,0,0,1.9623443621266595E-2,19.5,12]
["2010-12-25T04:14:59.660",18.940236797841212,63.146749484002605,114.15525114155253,380.47945205479459,215.05376344084894,716.77419354834956,null,null,0,0,null,0,250,0,0,0,1160.4003950871468,0,1160.4003950871468,0,0,0,0,null,1160.4003950871468,1160.4003950871468,0,0,4.25,12]
["2010-12-25T08:29:59.660",26.109703731856069,87.04975224200814,0,0,0,0,null,null,2.7795333651908045,55.59066730381609,null,0,250,0,0,0,87.04975224200814,55.59066730381609,31.459084938192049,0,0,0,0,null,31.459084938192049,31.459084938192049,0,0,8.5,12]
["2010-12-25T21:14:59.660",127.9803518635905,426.68649311321076,0,0,0,0,null,null,0,0,null,0,250,0,0,0,426.68649311321076,0,426.68649311321076,4658.8181459993175,435.39438072776608,426.68649311321076,0,null,0,0,0,0.11647045364998294,21.25,12]
["2010-12-26T05:44:59.660",11.235733419893206,37.459935221923949,114.15525114155253,380.47945205479459,215.05376344084894,716.77419354834956,null,null,0,0,null,0,250,0,0,0,1134.7135808250682,0,1134.7135808250682,0,0,0,0,null,1134.7135808250682,1134.7135808250682,0,0,5.75,12]
["2010-12-26T09:59:59.660",13.001347842690125,43.346493707528879,0,0,0,0,null,null,40.141595040855364,802.83190081710723,null,0,250,0,0,0,43.346493707528879,802.83190081710723,-759.48540710957832,1841.9680218730227,-744.29569896738678,-759.48540710957832,759.48540710957832,null,0,0,0,4.6049200546825569E-2,10,12]
["2010-12-26T22:44:59.660",31.246039117762855,104.17429441862136,0,0,0,0,null,null,0,0,null,0,250,0,0,0,104.17429441862136,0,104.17429441862136,13978.250091860064,106.30030042716466,104.17429441862136,0,null,0,0,0,0.34945625229650157,22.75,12]
["2010-12-27T07:29:59.660",21.615410443655541,72.065778419147577,0,0,0,0,null,null,0,0,null,0,250,0,0,0,72.065778419147577,0,72.065778419147577,0,0,0,0,null,72.065778419147577,72.065778419147577,0,0,7.5,12]
["2010-12-27T16:44:59.660",92.668047256908764,308.9552695545338,0,0,0,0,null,null,0,0,null,0,250,0,0,0,308.9552695545338,0,308.9552695545338,16312.490606051197,315.26047913727939,308.9552695545338,0,null,0,0,0,0.40781226515127994,16.75,12]
["2010-12-27T20:14:59.660",35.472814682476532,118.26636415137676,0,0,0,0,null,null,0,0,null,0,250,0,0,0,118.26636415137676,0,118.26636415137676,13962.234658409196,120.67996341977221,118.26636415137676,0,null,0,0,0,0.3490558664602299,20.25,12]
["2010-12-28T08:59:59.660",89.832362338948258,299.5010960380535,0,0,0,0,null,null,10.419630498726209,208.39260997452416,null,0,250,0,0,0,299.5010960380535,208.39260997452416,91.108486063529341,106.42183012777504,92.96784292196871,91.108486063529341,0,null,0,0,0,2.6605457531943761E-3,9,12]
["2010-12-28T13:14:59.660",12.412809568829889,41.38430710247885,0,0,0,0,null,null,34.75832291486725,695.166458297345,null,0,250,0,0,0,41.38430710247885,695.166458297345,-653.78215119486617,8792.6159021148633,-640.70650817096885,-653.78215119486617,653.78215119486617,null,0,0,0,0.21981539755287158,13.25,12]
["2010-12-28T21:59:59.660",30.657500843902621,102.21210781357134,0,0,0,0,null,null,0,0,null,0,250,0,0,0,102.21210781357134,0,102.21210781357134,10850.32200769251,104.29806919752177,102.21210781357134,0,null,0,0,0,0.27125805019231275,22,12]
["2010-12-29T10:44:59.660",19.956801674631734,66.535976783222196,0,0,0,0,null,null,35.516069517067095,710.32139034134184,null,0,250,0,0,0,66.535976783222196,710.32139034134184,-643.78541355811967,1557.8576526449265,-630.90970528695732,-643.78541355811967,643.78541355811967,null,0,0,0,3.8946441316123161E-2,10.75,12]
["2010-12-29T12:14:59.660",70.892126338674601,236.35434921314112,0,0,0,0,null,null,44.521251612533511,890.42503225067026,null,0,250,0,0,0,236.35434921314112,890.42503225067026,-654.07068303752908,5390.6387082459851,-640.98926937677845,-654.07068303752908,654.07068303752908,null,0,0,0,0.13476596770614963,12.25,12]
["2010-12-29T12:29:59.660",48.527666747796481,161.79124093715347,0,0,0,0,null,null,49.517670360875911,990.35340721751822,null,0,250,0,0,0,161.79124093715347,990.35340721751822,-828.56216628036475,6031.6279776227639,-811.99092295475748,-828.56216628036475,828.56216628036475,null,0,0,0,0.15079069944056908,12.5,12]
["2010-12-29T12:44:59.660",25.628172507512208,85.444327140045701,0,0,0,0,null,null,43.977072053873997,879.54144107747993,null,0,250,0,0,0,85.444327140045701,879.54144107747993,-794.09711393743419,6843.6189005775213,-778.21517165868545,-794.09711393743419,794.09711393743419,null,0,0,0,0.17109047251443804,12.75,12]
["2010-12-29T12:59:59.660",23.274019212679359,77.595580055072986,0,0,0,0,null,null,42.031782707387208,840.63565414774416,null,0,250,0,0,0,77.595580055072986,840.63565414774416,-763.04007409267115,7621.8340722362063,-747.77927261081766,-763.04007409267115,763.04007409267115,null,0,0,0,0.19054585180590516,13,12]
["2010-12-29T13:14:59.660",17.014110305330558,56.725043757972081,0,0,0,0,null,null,42.411416198017093,848.22832396034187,null,0,250,0,0,0,56.725043757972081,848.22832396034187,-791.50328020236975,8369.6133448470246,-775.67321459832237,-791.50328020236975,791.50328020236975,null,0,0,0,0.20924033362117561,13.25,12]
["2010-12-29T13:29:59.660",56.499687051663749,188.36995663024695,0,0,0,0,null,null,43.910569734415219,878.21139468830438,null,0,250,0,0,0,188.36995663024695,878.21139468830438,-689.84143805805741,9145.2865594453469,-676.04460929689628,-689.84143805805741,689.84143805805741,null,0,0,0,0.22863216398613367,13.5,12]
["2010-12-29T13:44:59.660",117.54717121537402,391.90226883205702,0,0,0,0,null,null,33.560519757386388,671.2103951477277,null,0,250,0,0,0,391.90226883205702,671.2103951477277,-279.30812631567068,9821.3311687422429,-273.72196378935723,-279.30812631567068,279.30812631567068,null,0,0,0,0.24553327921855606,13.75,12]
["2010-12-29T13:59:59.660",50.507295867801787,168.39132442325115,0,0,0,0,null,null,25.242022373088073,504.84044746176147,null,0,250,0,0,0,168.39132442325115,504.84044746176147,-336.44912303851032,10095.053132531601,-329.7201405777401,-336.44912303851032,336.44912303851032,null,0,0,0,0.25237632831328999,14,12]
["2010-12-29T14:14:59.660",23.541536337990518,78.487482150860387,0,0,0,0,null,null,21.250739732072084,425.01479464144165,null,0,250,0,0,0,78.487482150860387,425.01479464144165,-346.52731249058127,10424.77327310934,-339.59676624076963,-346.52731249058127,346.52731249058127,null,0,0,0,0.2606193318277335,14.25,12]
["2010-12-29T14:29:59.660",82.983915157739219,276.66837313590258,0,0,0,0,null,null,16.130436662163966,322.60873324327929,null,0,250,0,0,0,276.66837313590258,322.60873324327929,-45.940360107376705,10764.370039350109,-45.021552905229171,-45.940360107376705,45.940360107376705,null,0,0,0,0.26910925098375277,14.5,12]
["2010-12-29T14:44:59.660",71.96219603627064,239.92196158492632,0,0,0,0,null,null,11.707572549885287,234.15145099770572,null,0,250,0,0,0,239.92196158492632,234.15145099770572,5.7705105872205991,10809.391592255339,5.8882761094087748,5.7705105872205991,0,null,0,0,0,0.27023478980638344,14.75,12]
["2010-12-29T14:59:59.660",70.089573566997899,233.67863827237099,0,0,0,0,null,null,8.5170163282269016,170.34032656453803,null,0,250,0,0,0,233.67863827237099,170.34032656453803,63.338311707832958,10803.503316145931,64.630930314115261,63.338311707832958,0,null,0,0,0,0.27008758290364826,15,12]
["2010-12-29T15:14:59.660",100.69357118523017,335.7123663315574,0,0,0,0,null,null,5.8108637474305311,116.21727494861062,null,0,250,0,0,0,335.7123663315574,116.21727494861062,219.49509138294678,10738.872385831815,223.97458304382326,219.49509138294678,0,null,0,0,0,0.26847180964579537,15.25,12]
["2010-12-29T15:29:59.660",48.099638749122931,160.36419558957584,0,0,0,0,null,null,4.2986756605395691,85.973513210791381,null,0,250,0,0,0,160.36419558957584,85.973513210791381,74.390682378784462,10514.897802787993,75.908859570188227,74.390682378784462,0,null,0,0,0,0.26287244506969981,15.5,12]
["2010-12-29T15:44:59.660",21.615410044871759,72.065777089602449,0,0,0,0,null,null,3.5154297262200958,70.308594524401911,null,0,250,0,0,0,72.065777089602449,70.308594524401911,1.7571825652005373,10438.988943217804,1.7930434338780994,1.7571825652005373,0,null,0,0,0,0.26097472358044516,15.75,12]
["2010-12-29T15:59:59.660",17.06761373039279,56.903424177129558,0,0,0,{"$f":"F34820*$G$2","v":0},null,null,3.2483181300776787,64.96636260155357,null,0,250,0,0,0,56.903424177129558,64.96636260155357,-8.0629384244240114,10437.195899783927,-7.9016796559355313,-8.0629384244240114,8.0629384244240114,null,0,0,0,{"$f":"U34820*(1-bat_soc*0.01)/bat_cap_use/1000+bat_soc*0.01","v":0.26092989749459816},16,12]
["2010-12-29T16:14:59.660",21.508403593531085,{"$f":"B34821*$C$2","v":71.709017580832636},0,{"$f":"D34821*$E$2","v":0},0,0,null,null,2.2207576139730487,{"$f":"IF(J34821>(250*$J$2),250*$J$2*$K$2,J34821 * $K$2)","v":44.415152279460976},null,{"$f":"$M$2*L34821","v":0},250,{"$f":"N34821*$O$2","v":0},{"$f":"J34821*$K$2-K34821","v":0},{"$f":"P34821*$Q$2","v":0},{"$f":"C34821+E34821+G34821+I34821","v":71.709017580832636},44.415152279460976,{"$f":"R34821-S34821","v":27.29386530137166},10445.097579439862,{"$f":"IF(T34821>0,              IF((U34821-T34821/$W$2)>0,T34821/$W$2,U34821),    IF((U34821-T34821*$V$2)<($U$2),T34821*$V$2,-$U$2+U34821))","v":27.850882960583327},{"$f":"IF(T34821>0,IF((U34821-T34821/$W$2)>0,T34821,U34821*$W$2),IF((U34821-T34821*$V$2)<$U$2,T34821,(-$U$2+U34821)/$V$2))","v":27.29386530137166},{"$f":"IF(W34821<0,-W34821,0)","v":0},null,{"$f":"IF(AA34821>0,AA34821,0)","v":0},{"$f":"T34821-W34821","v":0},{"$f":"IF(AA34821<0,-AA34821,0)","v":0},0.26112743948599654,{"$f":"MINUTE(A34821)/60 + HOUR(A34821)","v":16.25},{"$f":"MONTH(A34821)","v":12}]
["2010-12-29T16:29:59.660",21.026871771011521,70.103590484552413,0,0,0,0,null,null,1.6226580420272845E-2,0.32453160840545692,null,0,250,0,0,0,70.103590484552413,{"$f":"K34822+M34822+O34822+Q34822","v":0.32453160840545692},69.779058876146962,{"$f":"U34821-V34821","v":10417.246696479278},71.20312130219078,69.779058876146962,0,null,0,0,0,0.26043116741198197,16.5,12]
["2010-12-29T16:44:59.660",16.425571433294646,54.762855158604353,0,0,0,0,null,null,0,0,null,0,250,0,0,0,54.762855158604353,0,54.762855158604353,10346.043575177087,55.880464447555461,54.762855158604353,0,null,0,0,0,0.25865108937942716,16.75,12]
["2010-12-29T16:59:59.660",12.466313193284018,41.562688186408913,0,0,0,0,null,null,0,0,null,0,250,0,0,0,41.562688186408913,0,41.562688186408913,10290.163110729532,42.410906312662156,41.562688186408913,0,null,0,0,0,0.25725407776823828,17,12]
["2010-12-29T17:14:59.660",16.104550284745567,53.692570649341725,0,0,0,0,null,null,0,0,null,0,250,0,0,0,53.692570649341725,0,53.692570649341725,10247.752204416871,54.788337397287478,53.692570649341725,0,null,0,0,0,0.25619380511042172,17.25,12]
["2010-12-29T17:29:59.660",40.769660542961908,135.926048250235,0,0,0,0,null,null,0,0,null,0,250,0,0,0,135.926048250235,0,135.926048250235,10192.963867019584,138.70004923493369,135.926048250235,0,null,0,0,0,0.25482409667548961,17.5,12]
["2010-12-29T17:44:59.660",38.576017323923885,128.61244175796224,0,0,0,0,null,null,0,0,null,0,250,0,0,0,128.61244175796224,0,128.61244175796224,10054.263817784649,131.23718546730842,128.61244175796224,0,null,0,0,0,0.25135659544461625,17.75,12]
["2010-12-29T17:59:59.660",21.454900367860752,71.530637826447744,0,0,0,0,null,null,0,0,null,0,250,0,0,0,71.530637826447744,0,71.530637826447744,9923.02663231734,72.990446761681369,71.530637826447744,0,null,0,0,0,0.2480756658079335,18,12]
["2010-12-29T18:14:59.660",28.624367501267493,95.433641249225829,0,0,0,0,null,null,0,0,null,0,250,0,0,0,95.433641249225829,0,95.433641249225829,9850.0361855556584,97.381266580842691,95.433641249225829,0,null,0,0,0,0.24625090463889146,18.25,12]
["2010-12-29T18:29:59.660",28.196340300161545,94.006598560738595,0,0,0,0,null,null,0,0,null,0,250,0,0,0,94.006598560738595,0,94.006598560738595,9752.6549189748166,95.925100572182245,94.006598560738595,0,null,0,0,0,0.24381637297437042,18.5,12]
["2010-12-29T18:44:59.660",27.768312102096104,92.579552548388406,0,0,0,0,null,null,0,0,null,0,250,0,0,0,92.579552548388406,0,92.579552548388406,9656.7298184026349,94.468931171824906,92.579552548388406,0,null,0,0,0,0.24141824546006585,18.75,12]
["2010-12-29T18:59:59.660",29.961955121742239,99.893158375888632,0,0,0,0,null,null,0,0,null,0,250,0,0,0,99.893158375888632,0,99.893158375888632,9562.2608872308101,101.93179426111085,99.893158375888632,0,null,0,0,0,0.23905652218077025,19,12]
["2010-12-29T19:14:59.660",24.237081661367117,80.806430258997977,0,0,0,0,null,null,0,0,null,0,250,0,0,0,80.806430258997977,0,80.806430258997977,9460.3290929696996,82.455541080610189,80.806430258997977,0,null,0,0,0,0.23650822732424248,19.25,12]
["2010-12-29T19:29:59.660",28.356850375956334,94.541739153438414,0,0,0,0,null,null,0,0,null,0,250,0,0,0,94.541739153438414,0,94.541739153438414,9377.8735518890899,96.471162401467765,94.541739153438414,0,null,0,0,0,0.23444683879722725,19.5,12]
["2010-12-29T19:44:59.660",26.751745630170447,89.190319930988267,0,0,0,0,null,null,0,0,null,0,250,0,0,0,89.190319930988267,0,89.190319930988267,9281.4023894876227,91.010530541824764,89.190319930988267,0,null,0,0,0,0.23203505973719057,19.75,12]
["2010-12-29T19:59:59.660",30.389983319807673,101.32020438823878,0,0,0,0,null,null,0,0,null,0,250,0,0,0,101.32020438823878,0,101.32020438823878,9190.3918589457971,103.38796366146815,101.32020438823878,0,null,0,0,0,0.22975979647364494,20,12]
["2010-12-29T20:14:59.660",37.505947227544098,125.04482805663203,0,0,0,0,null,null,0,0,null,0,250,0,0,0,125.04482805663203,0,125.04482805663203,9087.0038952843297,127.59676332309391,125.04482805663203,0,null,0,0,0,0.22717509738210825,20.25,12]
["2010-12-29T20:29:59.660",27.126269804997957,90.438983529863194,0,0,0,0,null,null,0,0,null,0,250,0,0,0,90.438983529863194,0,90.438983529863194,8959.4071319612358,92.284677071288968,90.438983529863194,0,null,0,0,0,0.22398517829903092,20.5,12]
["2010-12-29T20:44:59.660",58.211798647574106,194.07813669101208,0,0,0,0,null,null,0,0,null,0,250,0,0,0,194.07813669101208,0,194.07813669101208,8867.1224548899463,198.03891499082866,194.07813669101208,0,null,0,0,0,0.22167806137224866,20.75,12]
["2010-12-29T20:59:59.660",28.67787152450542,95.612023662701077,0,0,0,0,null,null,0,0,null,0,250,0,0,0,95.612023662701077,0,95.612023662701077,8669.0835398991185,97.563289451735798,95.612023662701077,0,null,0,0,0,0.21672708849747796,21,12]
["2010-12-29T21:14:59.660",24.344088312099689,81.163190432540361,0,0,0,0,null,null,0,0,null,0,250,0,0,0,81.163190432540361,0,81.163190432540361,8571.5202504473818,82.819582074020772,81.163190432540361,0,null,0,0,0,0.21428800626118452,21.25,12]
["2010-12-29T21:29:59.660",21.989935017266848,73.314443347567675,0,0,0,0,null,null,0,0,null,0,250,0,0,0,73.314443347567675,0,73.314443347567675,8488.7006683733616,74.810656477109873,73.314443347567675,0,null,0,0,0,0.21221751670933403,21.5,12]
["2010-12-29T21:44:59.660",30.871514942935342,102.92563081974643,0,0,0,0,null,null,0,0,null,0,250,0,0,0,102.92563081974643,0,102.92563081974643,8413.890011896252,105.02615389770044,102.92563081974643,0,null,0,0,0,0.21034725029740631,21.75,12]
["2010-12-29T21:59:59.660",26.002696881731609,86.692991403693185,0,0,0,0,null,null,0,0,null,0,250,0,0,0,86.692991403693185,0,86.692991403693185,8308.8638579985509,88.462236126217533,86.692991403693185,0,null,0,0,0,0.2077215964499638,22,12]
["2010-12-29T22:14:59.660",24.451095561007946,81.519952600400501,0,0,0,0,null,null,0,0,null,0,250,0,0,0,81.519952600400501,0,81.519952600400501,8220.4016218723336,83.183625102449497,81.519952600400501,0,null,0,0,0,0.20551004054680835,22.25,12]
["2010-12-29T22:29:59.660",21.508403593531082,71.709017580832622,0,0,0,0,null,null,0,0,null,0,250,0,0,0,71.709017580832622,0,71.709017580832622,8137.2179967698839,73.172466919216959,71.709017580832622,0,null,0,0,0,0.20343044991924711,22.5,12]
["2010-12-29T22:44:59.660",20.491837121605414,68.319784963432454,0,0,0,0,null,null,0,0,null,0,250,0,0,0,68.319784963432454,0,68.319784963432454,8064.0455298506668,69.714066289216788,68.319784963432454,0,null,0,0,0,0.20160113824626666,22.75,12]
["2010-12-29T22:59:59.660",22.578473490518977,75.276630617390268,0,0,0,0,null,null,0,0,null,0,250,0,0,0,75.276630617390268,0,75.276630617390268,7994.3314635614497,76.812888385092108,75.276630617390268,0,null,0,0,0,0.19985828658903626,23,12]
["2010-12-29T23:14:59.660",22.631976915581216,75.455011036547774,0,0,0,0,null,null,0,0,null,0,250,0,0,0,75.455011036547774,0,75.455011036547774,7917.5185751763574,76.994909220967116,75.455011036547774,0,null,0,0,0,0.19793796437940891,23.25,12]
["2010-12-29T23:29:59.660",20.063808923539984,66.892738951082308,0,0,0,0,null,null,0,0,null,0,250,0,0,0,66.892738951082308,0,66.892738951082308,7840.5236659553902,68.257896888859506,66.892738951082308,0,null,0,0,0,0.19601309164888478,23.5,12]
["2010-12-29T23:44:59.660",18.565711426662332,61.898081896492215,0,0,0,0,null,null,0,0,null,0,250,0,0,0,61.898081896492215,0,61.898081896492215,7772.265769066531,63.161308057645115,61.898081896492215,0,null,0,0,0,0.19430664422666327,23.75,12]
["2010-12-29T23:59:59.660",23.488032713536402,78.309101066930367,0,0,0,0,null,null,0,0,null,0,250,0,0,0,78.309101066930367,0,78.309101066930367,7709.1044610088857,79.907245986663639,78.309101066930367,0,null,0,0,0,0.19272761152522214,0,12]
["2010-12-30T00:14:59.660",22.845990815222027,76.16853337795024,114.15525114155253,380.47945205479459,215.05376344084894,716.77419354834956,null,null,0,0,null,0,250,0,0,0,1173.4221789810945,0,1173.4221789810945,7629.1972150222218,1197.369570388872,1173.4221789810945,0,null,0,0,0,0.19072993037555555,0.25,12]
["2010-12-30T00:29:59.660",23.381026062803826,77.952340893387955,114.15525114155253,380.47945205479459,215.05376344084894,716.77419354834956,null,null,0,0,null,0,250,0,0,0,1175.2059864965322,0,1175.2059864965322,6431.8276446333493,1199.1897821393186,1175.2059864965322,0,null,0,0,0,0.16079569111583372,0.5,12]
["2010-12-30T00:44:59.660",42.160751787890781,140.56394646082788,114.15525114155253,380.47945205479459,215.05376344084894,716.77419354834956,null,null,0,0,null,0,250,0,0,0,1237.8175920639719,0,1237.8175920639719,5232.6378624940307,1263.0791755754815,1237.8175920639719,0,null,0,0,0,0.13081594656235077,0.75,12]
["2010-12-30T00:59:59.660",29.26640979836565,97.574210267751084,114.15525114155253,380.47945205479459,215.05376344084894,716.77419354834956,null,null,0,0,null,0,250,0,0,0,1194.8278558708953,0,1194.8278558708953,3969.558686918549,1219.2120978274443,1194.8278558708953,0,null,0,0,0,9.9238967172963724E-2,1,12]
["2010-12-30T01:14:59.660",19.100746474852226,63.681888747157323,114.15525114155253,380.47945205479459,215.05376344084894,716.77419354834956,null,null,0,0,null,0,250,0,0,0,1160.9355343503014,0,1160.9355343503014,2750.3465890911048,1184.6280962758178,1160.9355343503014,0,null,0,0,0,6.8758664727277624E-2,1.25,12]
["2010-12-30T01:29:59.660",17.763158854377487,59.222371620494542,114.15525114155253,380.47945205479459,215.05376344084894,716.77419354834956,null,null,0,0,null,0,250,0,0,0,1156.4760172236388,0,1156.4760172236388,1565.7184928152869,1180.0775685955498,1156.4760172236388,0,null,0,0,0,3.9142962320382176E-2,1.5,12]
["2010-12-30T01:44:59.660",19.528774672917663,65.108934759507491,114.15525114155253,380.47945205479459,215.05376344084894,716.77419354834956,null,null,0,0,null,0,250,0,0,0,1162.3625803626517,0,1162.3625803626517,385.64092421973714,385.64092421973714,377.9281057353424,0,null,784.43447462730933,784.43447462730933,0,9.6410231054934285E-3,1.75,12]
["2010-12-30T01:59:59.660",16.158055304942955,53.870956386679815,114.15525114155253,380.47945205479459,215.05376344084894,716.77419354834956,null,null,0,0,null,0,250,0,0,0,1151.124601989824,0,1151.124601989824,0,0,0,0,null,1151.124601989824,1151.124601989824,0,0,2,12]
["2010-12-30T02:14:59.660",17.870166701461422,59.579135782672381,114.15525114155253,380.47945205479459,215.05376344084894,716.77419354834956,null,null,0,0,null,0,250,0,0,0,1156.8327813858166,0,1156.8327813858166,0,0,0,0,null,1156.8327813858166,1156.8327813858166,0,0,2.25,12]
["2010-12-30T02:29:59.660",17.54914555291235,58.508851273409775,114.15525114155253,380.47945205479459,215.05376344084894,716.77419354834956,null,null,0,0,null,0,250,0,0,0,1155.762496876554,0,1155.762496876554,0,0,0,0,null,1155.762496876554,1155.762496876554,0,0,2.5,12]
["2010-12-30T02:44:59.660",16.746593180019396,55.833141662184666,114.15525114155253,380.47945205479459,215.05376344084894,716.77419354834956,null,null,0,0,null,0,250,0,0,0,1153.0867872653289,0,1153.0867872653289,0,0,0,0,null,1153.0867872653289,1153.0867872653289,0,0,2.75,12]
["2010-12-30T02:59:59.660",17.870166302677635,59.579134453127239,114.15525114155253,380.47945205479459,215.05376344084894,716.77419354834956,null,null,0,0,null,0,250,0,0,0,1156.8327800562715,0,1156.8327800562715,0,0,0,0,null,1156.8327800562715,1156.8327800562715,0,0,3,12]
["2010-12-30T03:14:59.660",15.569516632298932,51.908768452084637,114.15525114155253,380.47945205479459,215.05376344084894,716.77419354834956,null,null,0,0,null,0,250,0,0,0,1149.1624140552287,0,1149.1624140552287,0,0,0,0,null,1149.1624140552287,1149.1624140552287,0,0,3.25,12]
["2010-12-30T03:29:59.660",13.536383688447597,45.130303217284286,114.15525114155253,380.47945205479459,215.05376344084894,716.77419354834956,null,null,0,0,null,0,250,0,0,0,1142.3839488204285,0,1142.3839488204285,0,0,0,0,null,1142.3839488204285,1142.3839488204285,0,0,3.5,12]
["2010-12-30T03:44:59.660",16.211558730005187,54.049336805837292,114.15525114155253,380.47945205479459,215.05376344084894,716.77419354834956,null,null,0,0,null,0,250,0,0,0,1151.3029824089815,0,1151.3029824089815,0,0,0,0,null,1151.3029824089815,1151.3029824089815,0,0,3.75,12]
["2010-12-30T03:59:59.660",16.265060759324157,54.227712571586743,114.15525114155253,380.47945205479459,215.05376344084894,716.77419354834956,null,null,0,0,null,0,250,0,0,0,1151.4813581747308,0,1151.4813581747308,0,0,0,0,null,1151.4813581747308,1151.4813581747308,0,0,4,12]
["2010-12-30T04:14:59.660",13.589886116550362,45.308680312578907,114.15525114155253,380.47945205479459,215.05376344084894,716.77419354834956,null,null,0,0,null,0,250,0,0,0,1142.562325915723,0,1142.562325915723,0,0,0,0,null,1142.562325915723,1142.562325915723,0,0,4.25,12]
["2010-12-30T04:29:59.660",13.85740423882099,46.200585732229186,114.15525114155253,380.47945205479459,215.05376344084894,716.77419354834956,null,null,0,0,null,0,250,0,0,0,1143.4542313353734,0,1143.4542313353734,0,0,0,0,null,1143.4542313353734,1143.4542313353734,0,0,4.5,12]
["2010-12-30T04:44:59.660",13.322369788806775,44.416780875881791,114.15525114155253,380.47945205479459,215.05376344084894,716.77419354834956,null,null,0,0,null,0,250,0,0,0,1141.670426479026,0,1141.670426479026,0,0,0,0,null,1141.670426479026,1141.670426479026,0,0,4.75,12]
["2010-12-30T04:59:59.660",14.766963461838404,49.233056181769243,114.15525114155253,380.47945205479459,215.05376344084894,716.77419354834956,null,null,0,0,null,0,250,0,0,0,1146.4867017849133,0,1146.4867017849133,0,0,0,0,null,1146.4867017849133,1146.4867017849133,0,0,5,12]
["2010-12-30T05:14:59.660",12.145292443518731,40.492405006691449,114.15525114155253,380.47945205479459,215.05376344084894,716.77419354834956,null,null,0,0,null,0,250,0,0,0,1137.7460506098355,0,1137.7460506098355,0,0,0,0,null,1137.7460506098355,1137.7460506098355,0,0,5.25,12]
["2010-12-30T05:29:59.660",15.516012409669122,51.730385373836853,114.15525114155253,380.47945205479459,215.05376344084894,716.77419354834956,null,null,0,0,null,0,250,0,0,0,1148.9840309769811,0,1148.9840309769811,0,0,0,0,null,1148.9840309769811,1148.9840309769811,0,0,5.5,12]
["2010-12-30T05:44:59.660",12.305802718705428,41.027546264163895,114.15525114155253,380.47945205479459,215.05376344084894,716.77419354834956,null,null,0,0,null,0,250,0,0,0,1138.2811918673081,0,1138.2811918673081,0,0,0,0,null,1138.2811918673081,1138.2811918673081,0,0,5.75,12]
["2010-12-30T05:59:59.660",13.215362340506626,44.060018043249094,114.15525114155253,380.47945205479459,215.05376344084894,716.77419354834956,null,null,0,0,null,0,250,0,0,0,1141.3136636463933,0,1141.3136636463933,0,0,0,0,null,1141.3136636463933,1141.3136636463933,0,0,6,12]
["2010-12-30T06:14:59.660",14.713460634951854,49.054677756929486,0,0,0,0,null,null,0,0,null,0,250,0,0,0,49.054677756929486,0,49.054677756929486,0,0,0,0,null,49.054677756929486,49.054677756929486,0,0,6.25,12]
["2010-12-30T06:29:59.660",15.301998310636407,51.01686236766178,0,0,0,0,null,null,0,0,null,0,250,0,0,0,51.01686236766178,0,51.01686236766178,0,0,0,0,null,51.01686236766178,51.01686236766178,0,0,6.5,12]
["2010-12-30T06:44:59.660",37.077919428262433,123.61778337382695,0,0,0,0,null,null,0,0,null,0,250,0,0,0,123.61778337382695,0,123.61778337382695,0,0,0,0,null,123.61778337382695,123.61778337382695,0,0,6.75,12]
["2010-12-30T06:59:59.660",26.591234756808056,88.655176679198064,0,0,0,0,null,null,0,0,null,0,250,0,0,0,88.655176679198064,0,88.655176679198064,0,0,0,0,null,88.655176679198064,88.655176679198064,0,0,7,12]
["2010-12-30T07:14:59.660",27.821815925942129,92.757934297091055,0,0,0,0,null,null,0,0,null,0,250,0,0,0,92.757934297091055,0,92.757934297091055,0,0,0,0,null,92.757934297091055,92.757934297091055,0,0,7.25,12]
["2010-12-30T07:29:59.660",72.92525908313408,243.13281378316904,0,0,0,0,null,null,0,0,null,0,250,0,0,0,243.13281378316904,0,243.13281378316904,0,0,0,0,null,243.13281378316904,243.13281378316904,0,0,7.5,12]
["2010-12-30T07:44:59.660",134.98930872181052,450.05435527851625,0,0,0,0,null,null,0.10342069784512398,2.0684139569024795,null,0,250,0,0,0,450.05435527851625,2.0684139569024795,447.98594132161378,0,0,0,0,null,447.98594132161378,447.98594132161378,0,0,7.75,12]
["2010-12-30T07:59:59.660",71.694678910959482,239.03005948913892,0,0,0,{"$f":"F34884*$G$2","v":0},null,null,0.95282327032944858,19.05646540658897,null,0,250,0,0,0,239.03005948913892,19.05646540658897,219.97359408254994,0,0,0,0,null,219.97359408254994,219.97359408254994,0,{"$f":"U34884*(1-bat_soc*0.01)/bat_cap_use/1000+bat_soc*0.01","v":0},8,12]
["2010-12-30T08:14:59.660",44.247387558628667,{"$f":"B34885*$C$2","v":147.52079012046798},0,{"$f":"D34885*$E$2","v":0},0,0,null,null,2.6371955116394532,{"$f":"IF(J34885>(250*$J$2),250*$J$2*$K$2,J34885 * $K$2)","v":52.743910232789062},null,{"$f":"$M$2*L34885","v":0},250,{"$f":"N34885*$O$2","v":0},{"$f":"J34885*$K$2-K34885","v":0},{"$f":"P34885*$Q$2","v":0},{"$f":"C34885+E34885+G34885+I34885","v":147.52079012046798},52.743910232789062,{"$f":"R34885-S34885","v":94.776879887678916},0,{"$f":"IF(T34885>0,              IF((U34885-T34885/$W$2)>0,T34885/$W$2,U34885),    IF((U34885-T34885*$V$2)<($U$2),T34885*$V$2,-$U$2+U34885))","v":0},{"$f":"IF(T34885>0,IF((U34885-T34885/$W$2)>0,T34885,U34885*$W$2),IF((U34885-T34885*$V$2)<$U$2,T34885,(-$U$2+U34885)/$V$2))","v":0},{"$f":"IF(W34885<0,-W34885,0)","v":0},null,{"$f":"IF(AA34885>0,AA34885,0)","v":94.776879887678916},{"$f":"T34885-W34885","v":94.776879887678916},{"$f":"IF(AA34885<0,-AA34885,0)","v":0},0,{"$f":"MINUTE(A34885)/60 + HOUR(A34885)","v":8.25},{"$f":"MONTH(A34885)","v":12}]
["2010-12-30T08:29:59.660",94.861690675338707,316.26887671157925,0,0,0,0,null,null,4.9351984486931437,98.703968973862871,null,0,250,0,0,0,316.26887671157925,{"$f":"K34886+M34886+O34886+Q34886","v":98.703968973862871},217.5649077377164,{"$f":"U34885-V34885","v":0},0,0,0,null,217.5649077377164,217.5649077377164,0,0,8.5,12]
["2010-12-30T08:44:59.660",31.085528244400486,103.63915116683123,0,0,0,0,null,null,7.4450741373017131,148.90148274603428,null,0,250,0,0,0,103.63915116683123,148.90148274603428,-45.26233157920305,0,-44.357084947618986,-45.26233157920305,45.26233157920305,null,0,0,0,0,8.75,12]
["2010-12-30T08:59:59.660",16.211557932437607,54.049334146746986,0,0,0,0,null,null,9.7405462042295703,194.81092408459142,null,0,250,0,0,0,54.049334146746986,194.81092408459142,-140.76158993784443,44.357084947618986,-137.94635813908755,-140.76158993784443,140.76158993784443,null,0,0,0,1.1089271236904747E-3,9,12]
["2010-12-30T09:14:59.660",21.026871771011525,70.103590484552427,0,0,0,0,null,null,12.771800607381298,255.43601214762595,null,0,250,0,0,0,70.103590484552427,255.43601214762595,-185.33242166307352,182.30344308670652,-181.62577322981204,-185.33242166307352,185.33242166307352,null,0,0,0,4.5575860771676626E-3,9.25,12]
["2010-12-30T09:29:59.660",21.561906819201422,71.887397335217543,0,0,0,0,null,null,18.051747349142765,361.03494698285533,null,0,250,0,0,0,71.887397335217543,361.03494698285533,-289.14754964763779,363.92921631651859,-283.36459865468504,-289.14754964763779,289.14754964763779,null,0,0,0,9.0982304079129644E-3,9.5,12]
["2010-12-30T09:44:59.660",14.552949562197584,48.519533840366748,0,0,0,0,null,null,19.214627161870077,384.29254323740156,null,0,250,0,0,0,48.519533840366748,384.29254323740156,-335.7730093970348,647.29381497120357,-329.05754920909408,-335.7730093970348,335.7730093970348,null,0,0,0,1.618234537428009E-2,9.75,12]
["2010-12-30T09:59:59.660",16.532578682202892,55.119617326464443,0,0,0,0,null,null,20.499832777159021,409.9966555431804,null,0,250,0,0,0,55.119617326464443,409.9966555431804,-354.87703821671596,976.35136418029765,-347.77949745238163,-354.87703821671596,354.87703821671596,null,0,0,0,2.440878410450744E-2,10,12]
["2010-12-30T10:14:59.660",13.589886914117937,45.308682971669199,0,0,0,0,null,null,23.873973494658639,477.47946989317279,null,0,250,0,0,0,45.308682971669199,477.47946989317279,-432.17078692150358,1324.1308616326792,-423.52737118307351,-432.17078692150358,432.17078692150358,null,0,0,0,3.3103271540816978E-2,10.25,12]
["2010-12-30T10:29:59.660",15.837033957001985,52.800671212644623,0,0,0,0,null,null,30.881804046123321,617.63608092246636,null,0,250,0,0,0,52.800671212644623,617.63608092246636,-564.83540970982176,1747.6582328157526,-553.53870151562535,-564.83540970982176,564.83540970982176,null,0,0,0,4.3691455820393812E-2,10.5,12]
["2010-12-30T10:44:59.660",15.301998709420193,51.016863697206922,0,0,0,0,null,null,41.892697595967384,837.85395191934765,null,0,250,0,0,0,51.016863697206922,837.85395191934765,-786.83708822214078,2301.1969343313781,-771.10034645769792,-786.83708822214078,786.83708822214078,null,0,0,0,5.7529923358284447E-2,10.75,12]
["2010-12-30T10:59:59.660",13.589887113509832,45.308683636441778,0,0,0,0,null,null,46.153030098982221,923.06060197964439,null,0,250,0,0,0,45.308683636441778,923.06060197964439,-877.75191834320265,3072.297280789076,-860.19687997633855,-877.75191834320265,877.75191834320265,null,0,0,0,7.6807432019726909E-2,11,12]
["2010-12-30T11:14:59.660",24.451095561007946,81.519952600400501,0,0,0,0,null,null,48.165961701310039,963.31923402620077,null,0,250,0,0,0,81.519952600400501,963.31923402620077,-881.79928142580025,3932.4941607654146,-864.16329579728426,-881.79928142580025,881.79928142580025,null,0,0,0,9.8312354019135365E-2,11.25,12]
["2010-12-30T11:29:59.660",55.483120779129976,184.98072467761935,0,0,0,0,null,null,44.287163394692477,885.74326789384952,null,0,250,0,0,0,184.98072467761935,885.74326789384952,-700.76254321623014,4796.6574565626988,-686.74729235190557,-700.76254321623014,700.76254321623014,null,0,0,0,0.11991643641406748,11.5,12]
["2010-12-30T11:44:59.660",27.233277452689993,90.795747027268433,0,0,0,0,null,null,46.767132076174704,935.34264152349408,null,0,250,0,0,0,90.795747027268433,935.34264152349408,-844.5468944962256,5483.4047489146042,-827.65595660630106,-844.5468944962256,844.5468944962256,null,0,0,0,0.13708511872286511,11.75,12]
["2010-12-30T11:59:59.660",108.50508081512696,361.75593943763329,0,0,0,0,null,null,46.581685260948497,931.63370521896991,null,0,250,0,0,0,361.75593943763329,931.63370521896991,-569.87776578133662,6311.0607055209057,-558.48021046570989,-569.87776578133662,569.87776578133662,null,0,0,0,0.15777651763802264,12,12]
["2010-12-30T12:14:59.660",78.864146443150005,262.93306424146215,0,0,0,0,null,null,45.207936091759869,904.15872183519741,null,0,250,0,0,0,262.93306424146215,904.15872183519741,-641.22565759373526,6869.5409159866158,-628.40114444186054,-641.22565759373526,641.22565759373526,null,0,0,0,0.17173852289966537,12.25,12]
["2010-12-30T12:29:59.660",76.670503423503888,255.61945841396198,0,0,0,0,null,null,43.609599218321243,872.19198436642489,null,0,250,0,0,0,255.61945841396198,872.19198436642489,-616.57252595246291,7497.942060428476,-604.2410754334137,-616.57252595246291,616.57252595246291,null,0,0,0,0.18744855151071188,12.5,12]
["2010-12-30T12:44:59.660",72.390224034944183,241.3490069325039,0,0,0,0,null,null,41.552205690186526,831.04411380373051,null,0,250,0,0,0,241.3490069325039,831.04411380373051,-589.69510687122659,8102.1831358618892,-577.90120473380205,-589.69510687122659,589.69510687122659,null,0,0,0,0.20255457839654725,12.75,12]
["2010-12-30T12:59:59.660",83.839971354478209,279.52246449583038,0,0,0,0,null,null,39.480751439047545,789.61502878095087,null,0,250,0,0,0,279.52246449583038,789.61502878095087,-510.09256428512049,8680.0843405956912,-499.89071299941804,-510.09256428512049,510.09256428512049,null,0,0,0,0.21700210851489229,13,12]
["2010-12-30T13:14:59.660",133.11668705010538,443.81103462505138,0,0,0,0,null,null,36.505245065404111,730.10490130808216,null,0,250,0,0,0,443.81103462505138,730.10490130808216,-286.29386668303079,9179.9750535951098,-280.56798934937018,-286.29386668303079,286.29386668303079,null,0,0,0,0.22949937633987777,13.25,12]
["2010-12-30T13:29:59.660",110.91273793380581,369.78306827130859,0,0,0,0,null,null,32.276074070692857,645.52148141385715,null,0,250,0,0,0,369.78306827130859,645.52148141385715,-275.73841314254855,9460.5430429444805,-270.22364487969759,-275.73841314254855,275.73841314254855,null,0,0,0,0.23651357607361201,13.5,12]
["2010-12-30T13:44:59.660",73.834818306151462,246.16528423270898,0,0,0,0,null,null,27.573025711700083,551.46051423400172,null,0,250,0,0,0,246.16528423270898,551.46051423400172,-305.29523000129274,9730.766687824178,-299.1893254012669,-305.29523000129274,305.29523000129274,null,0,0,0,0.24326916719560443,13.75,12]
["2010-12-30T13:59:59.660",89.350830715820607,297.89566960654594,0,0,0,0,null,null,27.042526636316083,540.85053272632172,null,0,250,0,0,0,297.89566960654594,540.85053272632172,-242.95486311977578,10029.956013225445,-238.09576585738026,-242.95486311977578,242.95486311977578,null,0,0,0,0.25074890033063613,14,12]
["2010-12-30T14:14:59.660",78.864146642541911,262.93306490623473,0,0,0,0,null,null,24.163543690168805,483.27087380337611,null,0,250,0,0,0,262.93306490623473,483.27087380337611,-220.33780889714137,10268.051779082825,-215.93105271919853,-220.33780889714137,220.33780889714137,null,0,0,0,0.25670129447707063,14.25,12]
["2010-12-30T14:29:59.660",75.172405527842429,250.62480002982667,0,0,0,0,null,null,21.406165236311757,428.12330472623512,null,0,250,0,0,0,250.62480002982667,428.12330472623512,-177.49850469640845,10483.982831802025,-173.94853460248027,-177.49850469640845,177.49850469640845,null,0,0,0,0.26209957079505064,14.5,12]
["2010-12-30T14:44:59.660",59.335372169016139,197.8241308114998,0,0,0,0,null,null,17.086968868979127,341.73937737958255,null,0,250,0,0,0,197.8241308114998,341.73937737958255,-143.91524656808275,10657.931366404504,-141.03694163672108,-143.91524656808275,143.91524656808275,null,0,0,0,0.26644828416011263,14.75,12]
["2010-12-30T14:59:59.660",37.719961127184909,125.75835039803449,0,0,0,0,null,null,11.73006928919696,234.60138578393921,null,0,250,0,0,0,125.75835039803449,234.60138578393921,-108.84303538590471,10798.968308041225,-106.66617467818662,-108.84303538590471,108.84303538590471,null,0,0,0,0.26997420770103064,15,12]
["2010-12-30T15:14:59.660",21.240886069436129,70.81711415550005,0,0,0,0,null,null,8.766609382741402,175.33218765482803,null,0,250,0,0,0,70.81711415550005,175.33218765482803,-104.51507349932798,10905.634482719412,-102.42477202934143,-104.51507349932798,104.51507349932798,null,0,0,0,0.27264086206798527,15.25,12]
["2010-12-30T15:29:59.660",20.973369143516862,69.92521272448522,0,0,0,0,null,null,6.4132613282274784,128.26522656454958,null,0,250,0,0,0,69.92521272448522,128.26522656454958,-58.340013840064358,11008.059254748752,-57.173213563263069,-58.340013840064358,58.340013840064358,null,0,0,0,0.2752014813687188,15.5,12]
["2010-12-30T15:44:59.660",22.524970264848641,75.098250863005376,0,0,0,0,null,null,4.0649293431582834,81.298586863165667,null,0,250,0,0,0,75.098250863005376,81.298586863165667,-6.2003360001602914,11065.232468312015,-6.0763292801570854,-6.2003360001602914,6.2003360001602914,null,0,0,0,0.27663081170780035,15.75,12]
["2010-12-30T15:59:59.660",23.969564536055966,79.914528163210591,0,0,0,0,null,null,1.8219637620512816,36.439275241025634,null,0,250,0,0,0,79.914528163210591,36.439275241025634,43.475252922184957,11071.308797592172,44.362502981821386,43.475252922184957,0,null,0,0,0,0.2767827199398043,16,12]
["2010-12-30T16:14:59.660",28.463857824256486,94.898501986071125,0,0,0,0,null,null,0.4538806201539286,9.0776124030785716,null,0,250,0,0,0,94.898501986071125,9.0776124030785716,85.82088958299255,11026.94629461035,87.572336309176066,85.82088958299255,0,null,0,0,0,0.27567365736525873,16.25,12]
["2010-12-30T16:29:59.660",34.29573873293176,114.34199293559449,0,0,0,0,null,null,6.2322229726235719E-4,1.2464445945247144E-2,null,0,250,0,0,0,114.34199293559449,1.2464445945247144E-2,114.32952848964925,10939.373958301174,116.66278417311148,114.32952848964925,0,null,0,0,0,0.27348434895752932,16.5,12]
["2010-12-30T16:44:59.660",21.989934618483066,73.314442018022547,0,0,0,0,null,null,0,0,null,0,250,0,0,0,73.314442018022547,0,73.314442018022547,10822.711174128062,74.810655120431178,73.314442018022547,0,null,0,0,0,0.27056777935320153,16.75,12]
["2010-12-30T16:59:59.660",21.98993561544253,73.314445341885403,0,0,0,0,null,null,0,0,null,0,250,0,0,0,73.314445341885403,0,73.314445341885403,10747.900519007631,74.810658512127958,73.314445341885403,0,null,0,0,0,0.26869751297519079,17,12]
["2010-12-30T17:14:59.660",30.068962171258605,100.24991987897619,0,0,0,0,null,null,0,0,null,0,250,0,0,0,100.24991987897619,0,100.24991987897619,10673.089860495504,102.29583661120019,100.24991987897619,0,null,0,0,0,0.26682724651238759,17.25,12]
["2010-12-30T17:29:59.660",29.319913622211672,97.752592016453718,0,0,0,0,null,null,0,0,null,0,250,0,0,0,97.752592016453718,0,97.752592016453718,10570.794023884304,99.74754287393236,97.752592016453718,0,null,0,0,0,0.26426985059710761,17.5,12]
["2010-12-30T17:44:59.660",40.609150267775206,135.39090699276255,0,0,0,0,null,null,0,0,null,0,250,0,0,0,135.39090699276255,0,135.39090699276255,10471.046481010371,138.15398672730873,135.39090699276255,0,null,0,0,0,0.26177616202525927,17.75,12]
["2010-12-30T17:59:59.660",90.420900812200387,301.46328330787611,0,0,0,0,null,null,0,0,null,0,250,0,0,0,301.46328330787611,0,301.46328330787611,10332.892494283062,307.61559521211848,301.46328330787611,0,null,0,0,0,0.25832231235707653,18,12]
["2010-12-30T18:14:59.660",42.481772338264172,141.63422897577274,0,0,0,0,null,null,0,0,null,0,250,0,0,0,141.63422897577274,0,141.63422897577274,10025.276899070943,144.52472344466608,141.63422897577274,0,null,0,0,0,0.25063192247677357,18.25,12]
["2010-12-30T18:29:59.660",28.303346751502218,94.363358069508394,0,0,0,0,null,null,0,0,null,0,250,0,0,0,94.363358069508394,0,94.363358069508394,9880.7521756262759,96.289140887253467,94.363358069508394,0,null,0,0,0,0.2470188043906569,18.5,12]
["2010-12-30T18:44:59.660",102.08466163259146,340.35026188305994,0,0,0,0,null,null,0,0,null,0,250,0,0,0,340.35026188305994,0,340.35026188305994,9784.463034739023,347.29618559495913,340.35026188305994,0,null,0,0,0,0.24461157586847557,18.75,12]
["2010-12-30T18:59:59.660",87.585215694848017,292.00910912662329,0,0,0,0,null,null,0,0,null,0,250,0,0,0,292.00910912662329,0,292.00910912662329,9437.1668491440632,297.96847870063601,292.00910912662329,0,null,0,0,0,0.23592917122860158,19,12]
["2010-12-30T19:14:59.660",79.024657117120526,263.46820682847982,0,0,0,0,null,null,0,0,null,0,250,0,0,0,263.46820682847982,0,263.46820682847982,9139.1983704434278,268.84510900865291,263.46820682847982,0,null,0,0,0,0.22847995926108569,19.25,12]
["2010-12-30T19:29:59.660",49.383722745143551,164.6453316323086,0,0,0,0,null,null,0,0,null,0,250,0,0,0,164.6453316323086,0,164.6453316323086,8870.353261434775,168.00544044113121,164.6453316323086,0,null,0,0,0,0.22175883153586937,19.5,12]
["2010-12-30T19:44:59.660",122.84401647768372,409.56195093659755,0,0,0,0,null,null,0,0,null,0,250,0,0,0,409.56195093659755,0,409.56195093659755,8702.3478209936438,417.92035809856895,409.56195093659755,0,null,0,0,0,0.21755869552484108,19.75,12]
["2010-12-30T19:59:59.660",31.192535692700623,103.99591399946388,0,0,0,0,null,null,0,0,null,0,250,0,0,0,103.99591399946388,0,103.99591399946388,8284.4274628950752,106.11827959128968,103.99591399946388,0,null,0,0,0,0.20711068657237688,20,12]
["2010-12-30T20:14:59.660",35.205297357773475,117.37446139081676,0,0,0,0,null,null,0,0,null,0,250,0,0,0,117.37446139081676,0,117.37446139081676,8178.3091833037852,119.76985856205792,117.37446139081676,0,null,0,0,0,0.20445772958259462,20.25,12]
["2010-12-30T20:29:59.660",28.99889207487881,96.682306177645955,0,0,0,0,null,null,0,0,null,0,250,0,0,0,96.682306177645955,0,96.682306177645955,8058.5393247417269,98.655414466985675,96.682306177645955,0,null,0,0,0,0.20146348311854317,20.5,12]
["2010-12-30T20:44:59.660",27.661304853187854,92.222790380528309,0,0,0,0,null,null,0,0,null,0,250,0,0,0,92.222790380528309,0,92.222790380528309,7959.8839102747415,94.104888143396238,92.222790380528309,0,null,0,0,0,0.19899709775686852,20.75,12]
["2010-12-30T20:59:59.660",30.015458746196366,100.07153945981868,0,0,0,0,null,null,0,0,null,0,250,0,0,0,100.07153945981868,0,100.07153945981868,7865.7790221313453,102.11381577532518,100.07153945981868,0,null,0,0,0,0.19664447555328363,21,12]
["2010-12-30T21:14:59.660",27.607801428125619,92.044409961370818,0,0,0,0,null,null,0,0,null,0,250,0,0,0,92.044409961370818,0,92.044409961370818,7763.6652063560205,93.922867307521244,92.044409961370818,0,null,0,0,0,0.19409163015890049,21.25,12]
["2010-12-30T21:29:59.660",32.423115864875214,108.09866829349397,0,0,0,0,null,null,0,0,null,0,250,0,0,0,108.09866829349397,0,108.09866829349397,7669.7423390484992,110.30476356478977,108.09866829349397,0,null,0,0,0,0.19174355847621249,21.5,12]
["2010-12-30T21:44:59.660",30.818011119089313,102.74724907104377,0,0,0,0,null,null,0,0,null,0,250,0,0,0,102.74724907104377,0,102.74724907104377,7559.4375754837092,104.84413170514671,102.74724907104377,0,null,0,0,0,0.18898593938709274,21.75,12]
["2010-12-30T21:59:59.660",31.995088065593571,106.67162361068897,0,0,0,0,null,null,0,0,null,0,250,0,0,0,106.67162361068897,0,106.67162361068897,7454.5934437785627,108.84859552111119,106.67162361068897,0,null,0,0,0,0.18636483609446405,22,12]
["2010-12-30T22:14:59.660",37.666457901514562,125.57997064364955,0,0,0,0,null,null,0,0,null,0,250,0,0,0,125.57997064364955,0,125.57997064364955,7345.7448482574518,128.1428271873975,125.57997064364955,0,null,0,0,0,0.18364362120643632,22.25,12]
["2010-12-30T22:29:59.660",35.312304806073634,117.7312242234495,0,0,0,0,null,null,0,0,null,0,250,0,0,0,117.7312242234495,0,117.7312242234495,7217.6020210700544,120.13390226882602,117.7312242234495,0,null,0,0,0,0.18044005052675136,22.5,12]
["2010-12-30T22:44:59.660",36.863905129837832,122.90425970287933,0,0,0,0,null,null,0,0,null,0,250,0,0,0,122.90425970287933,0,122.90425970287933,7097.4681188012282,125.41250990089728,122.90425970287933,0,null,0,0,0,0.1774367029700307,22.75,12]
["2010-12-30T22:59:59.660",29.694437797039186,99.001255615328645,0,0,0,0,null,null,0,0,null,0,250,0,0,0,99.001255615328645,0,99.001255615328645,6972.0556089003312,101.02168940339658,99.001255615328645,0,null,0,0,0,0.17430139022250826,23,12]
["2010-12-30T23:14:59.660",31.139031868854602,103.81753225076125,0,0,0,0,null,null,0,0,null,0,250,0,0,0,103.81753225076125,0,103.81753225076125,6871.0339194969347,105.93625739873596,103.81753225076125,0,null,0,0,0,0.17177584798742337,23.25,12]
["2010-12-30T23:29:59.660",26.96575933041937,89.903841607618176,0,0,0,0,null,null,0,0,null,0,250,0,0,0,89.903841607618176,0,89.903841607618176,6765.0976620981983,91.738613885324668,89.903841607618176,0,null,0,0,0,0.16912744155245496,23.5,12]
["2010-12-30T23:44:59.660",30.068962370650489,100.24992054374873,0,0,0,0,null,null,0,0,null,0,250,0,0,0,100.24992054374873,0,100.24992054374873,6673.3590482128739,102.29583728953952,100.24992054374873,0,null,0,0,0,0.16683397620532184,23.75,12]
["2010-12-30T23:59:59.660",23.488032713536402,78.309101066930367,0,0,0,{"$f":"F34948*$G$2","v":0},null,null,0,0,null,0,250,0,0,0,78.309101066930367,0,78.309101066930367,6571.0632109233347,79.907245986663639,78.309101066930367,0,null,0,0,0,{"$f":"U34948*(1-bat_soc*0.01)/bat_cap_use/1000+bat_soc*0.01","v":0.16427658027308337},0,12]
["2010-12-31T00:14:59.660",22.845990815222027,{"$f":"B34949*$C$2","v":76.16853337795024},114.15525114155253,{"$f":"D34949*$E$2","v":380.47945205479459},215.05376344084894,716.77419354834956,null,null,0,{"$f":"IF(J34949>(250*$J$2),250*$J$2*$K$2,J34949 * $K$2)","v":0},null,{"$f":"$M$2*L34949","v":0},250,{"$f":"N34949*$O$2","v":0},{"$f":"J34949*$K$2-K34949","v":0},{"$f":"P34949*$Q$2","v":0},{"$f":"C34949+E34949+G34949+I34949","v":1173.4221789810945},0,{"$f":"R34949-S34949","v":1173.4221789810945},6491.1559649366709,{"$f":"IF(T34949>0,              IF((U34949-T34949/$W$2)>0,T34949/$W$2,U34949),    IF((U34949-T34949*$V$2)<($U$2),T34949*$V$2,-$U$2+U34949))","v":1197.369570388872},{"$f":"IF(T34949>0,IF((U34949-T34949/$W$2)>0,T34949,U34949*$W$2),IF((U34949-T34949*$V$2)<$U$2,T34949,(-$U$2+U34949)/$V$2))","v":1173.4221789810945},{"$f":"IF(W34949<0,-W34949,0)","v":0},null,{"$f":"IF(AA34949>0,AA34949,0)","v":0},{"$f":"T34949-W34949","v":0},{"$f":"IF(AA34949<0,-AA34949,0)","v":0},0.16227889912341678,{"$f":"MINUTE(A34949)/60 + HOUR(A34949)","v":0.25},{"$f":"MONTH(A34949)","v":12}]
["2010-12-31T00:29:59.660",23.381026062803826,77.952340893387955,114.15525114155253,380.47945205479459,215.05376344084894,716.77419354834956,null,null,0,0,null,0,250,0,0,0,1175.2059864965322,{"$f":"K34950+M34950+O34950+Q34950","v":0},1175.2059864965322,{"$f":"U34949-V34949","v":5293.7863945477984},1199.1897821393186,1175.2059864965322,0,null,0,0,0,0.13234465986369498,0.5,12]
["2010-12-31T00:44:59.660",42.160751787890781,140.56394646082788,114.15525114155253,380.47945205479459,215.05376344084894,716.77419354834956,null,null,0,0,null,0,250,0,0,0,1237.8175920639719,0,1237.8175920639719,4094.5966124084798,1263.0791755754815,1237.8175920639719,0,null,0,0,0,0.102364915310212,0.75,12]
["2010-12-31T00:59:59.660",29.26640979836565,97.574210267751084,114.15525114155253,380.47945205479459,215.05376344084894,716.77419354834956,null,null,0,0,null,0,250,0,0,0,1194.8278558708953,0,1194.8278558708953,2831.5174368329981,1219.2120978274443,1194.8278558708953,0,null,0,0,0,7.0787935920824954E-2,1,12]
["2010-12-31T01:14:59.660",19.100746474852226,63.681888747157323,114.15525114155253,380.47945205479459,215.05376344084894,716.77419354834956,null,null,0,0,null,0,250,0,0,0,1160.9355343503014,0,1160.9355343503014,1612.3053390055538,1184.6280962758178,1160.9355343503014,0,null,0,0,0,4.030763347513884E-2,1.25,12]
["2010-12-31T01:29:59.660",17.763158854377487,59.222371620494542,114.15525114155253,380.47945205479459,215.05376344084894,716.77419354834956,null,null,0,0,null,0,250,0,0,0,1156.4760172236388,0,1156.4760172236388,427.67724272973601,427.67724272973601,419.12369787514126,0,null,737.35231934849753,737.35231934849753,0,1.0691931068243401E-2,1.5,12]
["2010-12-31T01:44:59.660",19.528774672917663,65.108934759507491,114.15525114155253,380.47945205479459,215.05376344084894,716.77419354834956,null,null,0,0,null,0,250,0,0,0,1162.3625803626517,0,1162.3625803626517,0,0,0,0,null,1162.3625803626517,1162.3625803626517,0,0,1.75,12]
["2010-12-31T01:59:59.660",16.158055304942955,53.870956386679815,114.15525114155253,380.47945205479459,215.05376344084894,716.77419354834956,null,null,0,0,null,0,250,0,0,0,1151.124601989824,0,1151.124601989824,0,0,0,0,null,1151.124601989824,1151.124601989824,0,0,2,12]
["2010-12-31T02:14:59.660",17.870166701461422,59.579135782672381,114.15525114155253,380.47945205479459,215.05376344084894,716.77419354834956,null,null,0,0,null,0,250,0,0,0,1156.8327813858166,0,1156.8327813858166,0,0,0,0,null,1156.8327813858166,1156.8327813858166,0,0,2.25,12]
["2010-12-31T02:29:59.660",17.54914555291235,58.508851273409775,114.15525114155253,380.47945205479459,215.05376344084894,716.77419354834956,null,null,0,0,null,0,250,0,0,0,1155.762496876554,0,1155.762496876554,0,0,0,0,null,1155.762496876554,1155.762496876554,0,0,2.5,12]
["2010-12-31T02:44:59.660",16.746593180019396,55.833141662184666,114.15525114155253,380.47945205479459,215.05376344084894,716.77419354834956,null,null,0,0,null,0,250,0,0,0,1153.0867872653289,0,1153.0867872653289,0,0,0,0,null,1153.0867872653289,1153.0867872653289,0,0,2.75,12]
["2010-12-31T02:59:59.660",17.870166302677635,59.579134453127239,114.15525114155253,380.47945205479459,215.05376344084894,716.77419354834956,null,null,0,0,null,0,250,0,0,0,1156.8327800562715,0,1156.8327800562715,0,0,0,0,null,1156.8327800562715,1156.8327800562715,0,0,3,12]
["2010-12-31T03:14:59.660",15.569516632298932,51.908768452084637,114.15525114155253,380.47945205479459,215.05376344084894,716.77419354834956,null,null,0,0,null,0,250,0,0,0,1149.1624140552287,0,1149.1624140552287,0,0,0,0,null,1149.1624140552287,1149.1624140552287,0,0,3.25,12]
["2010-12-31T03:29:59.660",13.536383688447597,45.130303217284286,114.15525114155253,380.47945205479459,215.05376344084894,716.77419354834956,null,null,0,0,null,0,250,0,0,0,1142.3839488204285,0,1142.3839488204285,0,0,0,0,null,1142.3839488204285,1142.3839488204285,0,0,3.5,12]
["2010-12-31T03:44:59.660",16.211558730005187,54.049336805837292,114.15525114155253,380.47945205479459,215.05376344084894,716.77419354834956,null,null,0,0,null,0,250,0,0,0,1151.3029824089815,0,1151.3029824089815,0,0,0,0,null,1151.3029824089815,1151.3029824089815,0,0,3.75,12]
["2010-12-31T03:59:59.660",16.265060759324157,54.227712571586743,114.15525114155253,380.47945205479459,215.05376344084894,716.77419354834956,null,null,0,0,null,0,250,0,0,0,1151.4813581747308,0,1151.4813581747308,0,0,0,0,null,1151.4813581747308,1151.4813581747308,0,0,4,12]
["2010-12-31T04:14:59.660",13.589886116550362,45.308680312578907,114.15525114155253,380.47945205479459,215.05376344084894,716.77419354834956,null,null,0,0,null,0,250,0,0,0,1142.562325915723,0,1142.562325915723,0,0,0,0,null,1142.562325915723,1142.562325915723,0,0,4.25,12]
["2010-12-31T04:29:59.660",13.85740423882099,46.200585732229186,114.15525114155253,380.47945205479459,215.05376344084894,716.77419354834956,null,null,0,0,null,0,250,0,0,0,1143.4542313353734,0,1143.4542313353734,0,0,0,0,null,1143.4542313353734,1143.4542313353734,0,0,4.5,12]
["2010-12-31T04:44:59.660",13.322369788806775,44.416780875881791,114.15525114155253,380.47945205479459,215.05376344084894,716.77419354834956,null,null,0,0,null,0,250,0,0,0,1141.670426479026,0,1141.670426479026,0,0,0,0,null,1141.670426479026,1141.670426479026,0,0,4.75,12]
["2010-12-31T04:59:59.660",14.766963461838404,49.233056181769243,114.15525114155253,380.47945205479459,215.05376344084894,716.77419354834956,null,null,0,0,null,0,250,0,0,0,1146.4867017849133,0,1146.4867017849133,0,0,0,0,null,1146.4867017849133,1146.4867017849133,0,0,5,12]
["2010-12-31T05:14:59.660",12.145292443518731,40.492405006691449,114.15525114155253,380.47945205479459,215.05376344084894,716.77419354834956,null,null,0,0,null,0,250,0,0,0,1137.7460506098355,0,1137.7460506098355,0,0,0,0,null,1137.7460506098355,1137.7460506098355,0,0,5.25,12]
["2010-12-31T05:29:59.660",15.516012409669122,51.730385373836853,114.15525114155253,380.47945205479459,215.05376344084894,716.77419354834956,null,null,0,0,null,0,250,0,0,0,1148.9840309769811,0,1148.9840309769811,0,0,0,0,null,1148.9840309769811,1148.9840309769811,0,0,5.5,12]
["2010-12-31T05:44:59.660",12.305802718705428,41.027546264163895,114.15525114155253,380.47945205479459,215.05376344084894,716.77419354834956,null,null,0,0,null,0,250,0,0,0,1138.2811918673081,0,1138.2811918673081,0,0,0,0,null,1138.2811918673081,1138.2811918673081,0,0,5.75,12]
["2010-12-31T05:59:59.660",13.215362340506626,44.060018043249094,114.15525114155253,380.47945205479459,215.05376344084894,716.77419354834956,null,null,0,0,null,0,250,0,0,0,1141.3136636463933,0,1141.3136636463933,0,0,0,0,null,1141.3136636463933,1141.3136636463933,0,0,6,12]
["2010-12-31T06:14:59.660",14.713460634951854,49.054677756929486,0,0,0,0,null,null,0,0,null,0,250,0,0,0,49.054677756929486,0,49.054677756929486,0,0,0,0,null,49.054677756929486,49.054677756929486,0,0,6.25,12]
["2010-12-31T06:29:59.660",15.301998310636407,51.01686236766178,0,0,0,0,null,null,0,0,null,0,250,0,0,0,51.01686236766178,0,51.01686236766178,0,0,0,0,null,51.01686236766178,51.01686236766178,0,0,6.5,12]
["2010-12-31T06:44:59.660",37.077919428262433,123.61778337382695,0,0,0,0,null,null,0,0,null,0,250,0,0,0,123.61778337382695,0,123.61778337382695,0,0,0,0,null,123.61778337382695,123.61778337382695,0,0,6.75,12]
["2010-12-31T06:59:59.660",26.591234756808056,88.655176679198064,0,0,0,0,null,null,0,0,null,0,250,0,0,0,88.655176679198064,0,88.655176679198064,0,0,0,0,null,88.655176679198064,88.655176679198064,0,0,7,12]
["2010-12-31T07:14:59.660",27.821815925942129,92.757934297091055,0,0,0,0,null,null,0,0,null,0,250,0,0,0,92.757934297091055,0,92.757934297091055,0,0,0,0,null,92.757934297091055,92.757934297091055,0,0,7.25,12]
["2010-12-31T07:29:59.660",72.92525908313408,243.13281378316904,0,0,0,0,null,null,0,0,null,0,250,0,0,0,243.13281378316904,0,243.13281378316904,0,0,0,0,null,243.13281378316904,243.13281378316904,0,0,7.5,12]
["2010-12-31T07:44:59.660",134.98930872181052,450.05435527851625,0,0,0,0,null,null,0,0,null,0,250,0,0,0,450.05435527851625,0,450.05435527851625,0,0,0,0,null,450.05435527851625,450.05435527851625,0,0,7.75,12]
["2010-12-31T07:59:59.660",71.694678910959482,239.03005948913892,0,0,0,0,null,null,0.38102821987370045,7.6205643974740092,null,0,250,0,0,0,239.03005948913892,7.6205643974740092,231.40949509166492,0,0,0,0,null,231.40949509166492,231.40949509166492,0,0,8,12]
["2010-12-31T08:14:59.660",44.247387558628667,147.52079012046798,0,0,0,0,null,null,1.6192721074943561,32.385442149887126,null,0,250,0,0,0,147.52079012046798,32.385442149887126,115.13534797058085,0,0,0,0,null,115.13534797058085,115.13534797058085,0,0,8.25,12]
["2010-12-31T08:29:59.660",94.861690675338707,316.26887671157925,0,0,0,0,null,null,3.7799951440722444,75.599902881444891,null,0,250,0,0,0,316.26887671157925,75.599902881444891,240.66897383013435,0,0,0,0,null,240.66897383013435,240.66897383013435,0,0,8.5,12]
["2010-12-31T08:44:59.660",31.085528244400486,103.63915116683123,0,0,0,0,null,null,5.3194302089500658,106.38860417900132,null,0,250,0,0,0,103.63915116683123,106.38860417900132,-2.7494530121700933,0,-2.6944639519266915,-2.7494530121700933,2.7494530121700933,null,0,0,0,0,8.75,12]
["2010-12-31T08:59:59.660",16.211557932437607,54.049334146746986,0,0,0,0,null,null,4.3817466108817937,87.634932217635878,null,0,250,0,0,0,54.049334146746986,87.634932217635878,-33.585598070888892,2.6944639519266915,-32.913886109471115,-33.585598070888892,33.585598070888892,null,0,0,0,6.7361598798167295E-5,9,12]
["2010-12-31T09:14:59.660",21.026871771011525,70.103590484552427,0,0,0,0,null,null,4.5350821339033489,90.701642678066975,null,0,250,0,0,0,70.103590484552427,90.701642678066975,-20.598052193514548,35.608350061397807,-20.186091149644255,-20.598052193514548,20.598052193514548,null,0,0,0,8.9020875153494514E-4,9.25,12]
["2010-12-31T09:29:59.660",21.561906819201422,71.887397335217543,0,0,0,0,null,null,8.6627137331481912,173.25427466296384,null,0,250,0,0,0,71.887397335217543,173.25427466296384,-101.36687732774629,55.794441211042063,-99.339539781191363,-101.36687732774629,101.36687732774629,null,0,0,0,1.3948610302760515E-3,9.5,12]
["2010-12-31T09:44:59.660",14.552949562197584,48.519533840366748,0,0,0,0,null,null,12.49792480305041,249.95849606100819,null,0,250,0,0,0,48.519533840366748,249.95849606100819,-201.43896222064143,155.13398099223343,-197.41018297622858,-201.43896222064143,201.43896222064143,null,0,0,0,3.8783495248058356E-3,9.75,12]
["2010-12-31T09:59:59.660",16.532578682202892,55.119617326464443,0,0,0,0,null,null,14.009771040218798,280.19542080437594,null,0,250,0,0,0,55.119617326464443,280.19542080437594,-225.07580347791151,352.54416396846204,-220.57428740835329,-225.07580347791151,225.07580347791151,null,0,0,0,8.8136040992115514E-3,10,12]
["2010-12-31T10:14:59.660",13.589886914117937,45.308682971669199,0,0,0,0,null,null,15.615138086706732,312.30276173413466,null,0,250,0,0,0,45.308682971669199,312.30276173413466,-266.99407876246545,573.1184513768153,-261.65419718721614,-266.99407876246545,266.99407876246545,null,0,0,0,1.4327961284420383E-2,10.25,12]
["2010-12-31T10:29:59.660",15.837033957001985,52.800671212644623,0,0,0,0,null,null,14.61361232878639,292.27224657572782,null,0,250,0,0,0,52.800671212644623,292.27224657572782,-239.47157536308319,834.77264856403144,-234.68214385582152,-239.47157536308319,239.47157536308319,null,0,0,0,2.0869316214100785E-2,10.5,12]
["2010-12-31T10:44:59.660",15.301998709420193,51.016863697206922,0,0,0,0,null,null,10.060897668314702,201.21795336629404,null,0,250,0,0,0,51.016863697206922,201.21795336629404,-150.20108966908711,1069.454792419853,-147.19706787570536,-150.20108966908711,150.20108966908711,null,0,0,0,2.6736369810496326E-2,10.75,12]
["2010-12-31T10:59:59.660",13.589887113509832,45.308683636441778,0,0,0,0,null,null,14.98906580624293,299.78131612485862,null,0,250,0,0,0,45.308683636441778,299.78131612485862,-254.47263248841685,1216.6518602955584,-249.38317983864852,-254.47263248841685,254.47263248841685,null,0,0,0,3.041629650738896E-2,11,12]
["2010-12-31T11:14:59.660",24.451095561007946,81.519952600400501,0,0,0,0,null,null,16.78185610274997,335.6371220549994,null,0,250,0,0,0,81.519952600400501,335.6371220549994,-254.11716945459889,1466.0350401342071,-249.03482606550691,-254.11716945459889,254.11716945459889,null,0,0,0,3.6650876003355176E-2,11.25,12]
["2010-12-31T11:29:59.660",55.483120779129976,184.98072467761935,0,0,0,0,null,null,16.074118606479022,321.48237212958043,null,0,250,0,0,0,184.98072467761935,321.48237212958043,-136.50164745196108,1715.0698661997139,-133.77161450292186,-136.50164745196108,136.50164745196108,null,0,0,0,4.2876746654992852E-2,11.5,12]
["2010-12-31T11:44:59.660",27.233277452689993,90.795747027268433,0,0,0,0,null,null,17.193258557482022,343.86517114964045,null,0,250,0,0,0,90.795747027268433,343.86517114964045,-253.06942412237203,1848.8414807026359,-248.00803563992457,-253.06942412237203,253.06942412237203,null,0,0,0,4.62210370175659E-2,11.75,12]
["2010-12-31T11:59:59.660",108.50508081512696,361.75593943763329,0,0,0,0,null,null,18.238866059466069,364.77732118932136,null,0,250,0,0,0,361.75593943763329,364.77732118932136,-3.0213817516880681,2096.8495163425605,-2.9609541166543067,-3.0213817516880681,3.0213817516880681,null,0,0,0,5.2421237908564011E-2,12,12]
["2010-12-31T12:14:59.660",78.864146443150005,262.93306424146215,0,0,0,0,null,null,17.385507532387837,347.71015064775673,null,0,250,0,0,0,262.93306424146215,347.71015064775673,-84.777086406294586,2099.8104704592147,-83.081544678168697,-84.777086406294586,84.777086406294586,null,0,0,0,5.2495261761480366E-2,12.25,12]
["2010-12-31T12:29:59.660",76.670503423503888,255.61945841396198,0,0,0,0,null,null,19.150442579688921,383.00885159377845,null,0,250,0,0,0,255.61945841396198,383.00885159377845,-127.38939317981647,2182.8920151373832,-124.84160531622014,-127.38939317981647,127.38939317981647,null,0,0,0,5.4572300378434579E-2,12.5,12]
["2010-12-31T12:44:59.660",72.390224034944183,241.3490069325039,0,0,0,0,null,null,20.845265219059915,416.90530438119828,null,0,250,0,0,0,241.3490069325039,416.90530438119828,-175.55629744869438,2307.7336204536032,-172.04517149972048,-175.55629744869438,175.55629744869438,null,0,0,0,5.7693340511340084E-2,12.75,12]
["2010-12-31T12:59:59.660",83.839971354478209,279.52246449583038,0,0,0,0,null,null,17.011840166910584,340.2368033382117,null,0,250,0,0,0,279.52246449583038,340.2368033382117,-60.714338842381324,2479.7787919533239,-59.500052065533694,-60.714338842381324,60.714338842381324,null,0,0,0,6.1994469798833093E-2,13,12]
["2010-12-31T13:14:59.660",133.11668705010538,443.81103462505138,0,0,0,0,null,null,16.932227303374678,338.64454606749354,null,0,250,0,0,0,443.81103462505138,338.64454606749354,105.16648855755784,2539.2788440188574,107.31274342607944,105.16648855755784,0,null,0,0,0,6.3481971100471435E-2,13.25,12]
["2010-12-31T13:29:59.660",110.91273793380581,369.78306827130859,0,0,0,0,null,null,23.179688685739023,463.59377371478047,null,0,250,0,0,0,369.78306827130859,463.59377371478047,-93.810705443471875,2431.9661005927778,-91.934491334602441,-93.810705443471875,93.810705443471875,null,0,0,0,6.0799152514819446E-2,13.5,12]
["2010-12-31T13:44:59.660",73.834818306151462,246.16528423270898,0,0,0,0,null,null,22.313675728301526,446.27351456603049,null,0,250,0,0,0,246.16528423270898,446.27351456603049,-200.1082303333215,2523.9005919273804,-196.10606572665506,-200.1082303333215,200.1082303333215,null,0,0,0,6.3097514798184512E-2,13.75,12]
["2010-12-31T13:59:59.660",89.350830715820607,297.89566960654594,0,0,0,0,null,null,21.881182305033793,437.62364610067584,null,0,250,0,0,0,297.89566960654594,437.62364610067584,-139.7279764941299,2720.0066576540357,-136.9334169642473,-139.7279764941299,139.7279764941299,null,0,0,0,6.8000166441350901E-2,14,12]
["2010-12-31T14:14:59.660",78.864146642541911,262.93306490623473,0,0,0,0,null,null,17.112087711307705,342.24175422615411,null,0,250,0,0,0,262.93306490623473,342.24175422615411,-79.308689319919381,2856.9400746182832,-77.722515533520991,-79.308689319919381,79.308689319919381,null,0,0,0,7.1423501865457081E-2,14.25,12]
["2010-12-31T14:29:59.660",75.172405527842429,250.62480002982667,0,0,0,0,null,null,17.642624665700797,352.85249331401593,null,0,250,0,0,0,250.62480002982667,352.85249331401593,-102.22769328418926,2934.6625901518041,-100.18313941850548,-102.22769328418926,102.22769328418926,null,0,0,0,7.3366564753795105E-2,14.5,12]
["2010-12-31T14:44:59.660",59.335372169016139,197.8241308114998,0,0,0,0,null,null,20.470495868691376,409.40991737382751,null,0,250,0,0,0,197.8241308114998,409.40991737382751,-211.58578656232771,3034.8457295703097,-207.35407083108115,-211.58578656232771,211.58578656232771,null,0,0,0,7.5871143239257754E-2,14.75,12]
["2010-12-31T14:59:59.660",37.719961127184909,125.75835039803449,0,0,0,0,null,null,12.016637605845363,240.33275211690724,null,0,250,0,0,0,125.75835039803449,240.33275211690724,-114.57440171887275,3242.1998004013908,-112.2829136844953,-114.57440171887275,114.57440171887275,null,0,0,0,8.1054995010034769E-2,15,12]
["2010-12-31T15:14:59.660",21.240886069436129,70.81711415550005,0,0,0,0,null,null,7.5924814757892474,151.84962951578495,null,0,250,0,0,0,70.81711415550005,151.84962951578495,-81.032515360284904,3354.4827140858861,-79.411865053079211,-81.032515360284904,81.032515360284904,null,0,0,0,8.3862067852147143E-2,15.25,12]
["2010-12-31T15:29:59.660",20.973369143516862,69.92521272448522,0,0,0,0,null,null,6.5444419979008703,130.8888399580174,null,0,250,0,0,0,69.92521272448522,130.8888399580174,-60.963627233532179,3433.8945791389651,-59.744354688861534,-60.963627233532179,60.963627233532179,null,0,0,0,8.5847364478474131E-2,15.5,12]
["2010-12-31T15:44:59.660",22.524970264848641,75.098250863005376,0,0,0,0,null,null,4.19626206885816,83.925241377163204,null,0,250,0,0,0,75.098250863005376,83.925241377163204,-8.8269905141578278,3493.6389338278268,-8.6504507038746716,-8.8269905141578278,8.8269905141578278,null,0,0,0,8.7340973345695669E-2,15.75,12]
["2010-12-31T15:59:59.660",23.969564536055966,79.914528163210591,0,0,0,{"$f":"F35012*$G$2","v":0},null,null,1.5691862967530936,31.383725935061872,null,0,250,0,0,0,79.914528163210591,31.383725935061872,48.530802228148715,3502.2893845317017,49.521226763417054,48.530802228148715,0,null,0,0,0,{"$f":"U35012*(1-bat_soc*0.01)/bat_cap_use/1000+bat_soc*0.01","v":8.7557234613292539E-2},16,12]
["2010-12-31T16:14:59.660",28.463857824256486,{"$f":"B35013*$C$2","v":94.898501986071125},0,{"$f":"D35013*$E$2","v":0},0,0,null,null,0.26128593801942379,{"$f":"IF(J35013>(250*$J$2),250*$J$2*$K$2,J35013 * $K$2)","v":5.2257187603884763},null,{"$f":"$M$2*L35013","v":0},250,{"$f":"N35013*$O$2","v":0},{"$f":"J35013*$K$2-K35013","v":0},{"$f":"P35013*$Q$2","v":0},{"$f":"C35013+E35013+G35013+I35013","v":94.898501986071125},5.2257187603884763,{"$f":"R35013-S35013","v":89.67278322568265},3452.7681577682847,{"$f":"IF(T35013>0,              IF((U35013-T35013/$W$2)>0,T35013/$W$2,U35013),    IF((U35013-T35013*$V$2)<($U$2),T35013*$V$2,-$U$2+U35013))","v":91.502840026206783},{"$f":"IF(T35013>0,IF((U35013-T35013/$W$2)>0,T35013,U35013*$W$2),IF((U35013-T35013*$V$2)<$U$2,T35013,(-$U$2+U35013)/$V$2))","v":89.67278322568265},{"$f":"IF(W35013<0,-W35013,0)","v":0},null,{"$f":"IF(AA35013>0,AA35013,0)","v":0},{"$f":"T35013-W35013","v":0},{"$f":"IF(AA35013<0,-AA35013,0)","v":0},8.6319203944207112E-2,{"$f":"MINUTE(A35013)/60 + HOUR(A35013)","v":16.25},{"$f":"MONTH(A35013)","v":12}]
["2010-12-31T16:29:59.660",34.29573873293176,114.34199293559449,0,0,0,0,null,null,4.0509449322053276E-3,8.1018898644106552E-2,null,0,250,0,0,0,114.34199293559449,{"$f":"K35014+M35014+O35014+Q35014","v":8.1018898644106552E-2},114.26097403695039,{"$f":"U35013-V35013","v":3361.265317742078},116.59283064994938,114.26097403695039,0,null,0,0,0,8.4031632943551954E-2,16.5,12]
["2010-12-31T16:44:59.660",21.989934618483066,73.314442018022547,0,0,0,0,null,null,0,0,null,0,250,0,0,0,73.314442018022547,0,73.314442018022547,3244.6724870921284,74.810655120431178,73.314442018022547,0,null,0,0,0,8.111681217730321E-2,16.75,12]
["2010-12-31T16:59:59.660",21.98993561544253,73.314445341885403,0,0,0,0,null,null,0,0,null,0,250,0,0,0,73.314445341885403,0,73.314445341885403,3169.8618319716975,74.810658512127958,73.314445341885403,0,null,0,0,0,7.9246545799292439E-2,17,12]
["2010-12-31T17:14:59.660",30.068962171258605,100.24991987897619,0,0,0,0,null,null,0,0,null,0,250,0,0,0,100.24991987897619,0,100.24991987897619,3095.0511734595693,102.29583661120019,100.24991987897619,0,null,0,0,0,7.7376279336489232E-2,17.25,12]
["2010-12-31T17:29:59.660",29.319913622211672,97.752592016453718,0,0,0,0,null,null,0,0,null,0,250,0,0,0,97.752592016453718,0,97.752592016453718,2992.7553368483691,99.74754287393236,97.752592016453718,0,null,0,0,0,7.4818883421209223E-2,17.5,12]
["2010-12-31T17:44:59.660",40.609150267775206,135.39090699276255,0,0,0,0,null,null,0,0,null,0,250,0,0,0,135.39090699276255,0,135.39090699276255,2893.0077939744369,138.15398672730873,135.39090699276255,0,null,0,0,0,7.2325194849360924E-2,17.75,12]
["2010-12-31T17:59:59.660",90.420900812200387,301.46328330787611,0,0,0,0,null,null,0,0,null,0,250,0,0,0,301.46328330787611,0,301.46328330787611,2754.8538072471283,307.61559521211848,301.46328330787611,0,null,0,0,0,6.8871345181178212E-2,18,12]
["2010-12-31T18:14:59.660",42.481772338264172,141.63422897577274,0,0,0,0,null,null,0,0,null,0,250,0,0,0,141.63422897577274,0,141.63422897577274,2447.2382120350098,144.52472344466608,141.63422897577274,0,null,0,0,0,6.118095530087525E-2,18.25,12]
["2010-12-31T18:29:59.660",28.303346751502218,94.363358069508394,0,0,0,0,null,null,0,0,null,0,250,0,0,0,94.363358069508394,0,94.363358069508394,2302.7134885903438,96.289140887253467,94.363358069508394,0,null,0,0,0,5.7567837214758596E-2,18.5,12]
["2010-12-31T18:44:59.660",102.08466163259146,340.35026188305994,0,0,0,0,null,null,0,0,null,0,250,0,0,0,340.35026188305994,0,340.35026188305994,2206.4243477030905,347.29618559495913,340.35026188305994,0,null,0,0,0,5.5160608692577266E-2,18.75,12]
["2010-12-31T18:59:59.660",87.585215694848017,292.00910912662329,0,0,0,0,null,null,0,0,null,0,250,0,0,0,292.00910912662329,0,292.00910912662329,1859.1281621081314,297.96847870063601,292.00910912662329,0,null,0,0,0,4.6478204052703281E-2,19,12]
["2010-12-31T19:14:59.660",79.024657117120526,263.46820682847982,0,0,0,0,null,null,0,0,null,0,250,0,0,0,263.46820682847982,0,263.46820682847982,1561.1596834074953,268.84510900865291,263.46820682847982,0,null,0,0,0,3.9028992085187383E-2,19.25,12]
["2010-12-31T19:29:59.660",49.383722745143551,164.6453316323086,0,0,0,0,null,null,0,0,null,0,250,0,0,0,164.6453316323086,0,164.6453316323086,1292.3145743988425,168.00544044113121,164.6453316323086,0,null,0,0,0,3.2307864359971065E-2,19.5,12]
["2010-12-31T19:44:59.660",122.84401647768372,409.56195093659755,0,0,0,0,null,null,0,0,null,0,250,0,0,0,409.56195093659755,0,409.56195093659755,1124.3091339577113,417.92035809856895,409.56195093659755,0,null,0,0,0,2.8107728348942783E-2,19.75,12]
["2010-12-31T19:59:59.660",31.192535692700623,103.99591399946388,0,0,0,0,null,null,0,0,null,0,250,0,0,0,103.99591399946388,0,103.99591399946388,706.38877585914236,106.11827959128968,103.99591399946388,0,null,0,0,0,1.7659719396478559E-2,20,12]
["2010-12-31T20:14:59.660",35.205297357773475,117.37446139081676,0,0,0,0,null,null,0,0,null,0,250,0,0,0,117.37446139081676,0,117.37446139081676,600.27049626785265,119.76985856205792,117.37446139081676,0,null,0,0,0,1.5006762406696315E-2,20.25,12]
["2010-12-31T20:29:59.660",28.99889207487881,96.682306177645955,0,0,0,0,null,null,0,0,null,0,250,0,0,0,96.682306177645955,0,96.682306177645955,480.5006377057947,98.655414466985675,96.682306177645955,0,null,0,0,0,1.2012515942644868E-2,20.5,12]
["2010-12-31T20:44:59.660",27.661304853187854,92.222790380528309,0,0,0,0,null,null,0,0,null,0,250,0,0,0,92.222790380528309,0,92.222790380528309,381.84522323880901,94.104888143396238,92.222790380528309,0,null,0,0,0,9.5461305809702249E-3,20.75,12]
["2010-12-31T20:59:59.660",30.015458746196366,100.07153945981868,0,0,0,0,null,null,0,0,null,0,250,0,0,0,100.07153945981868,0,100.07153945981868,287.74033509541277,102.11381577532518,100.07153945981868,0,null,0,0,0,7.1935083773853187E-3,21,12]
["2010-12-31T21:14:59.660",27.607801428125619,92.044409961370818,0,0,0,0,null,null,0,0,null,0,250,0,0,0,92.044409961370818,0,92.044409961370818,185.6265193200876,93.922867307521244,92.044409961370818,0,null,0,0,0,4.6406629830021895E-3,21.25,12]
["2010-12-31T21:29:59.660",32.423115864875214,108.09866829349397,0,0,0,0,null,null,0,0,null,0,250,0,0,0,108.09866829349397,0,108.09866829349397,91.703652012566351,91.703652012566351,89.869578972315026,0,null,18.229089321178947,18.229089321178947,0,2.2925913003141586E-3,21.5,12]
["2010-12-31T21:44:59.660",30.818011119089313,102.74724907104377,0,0,0,0,null,null,0,0,null,0,250,0,0,0,102.74724907104377,0,102.74724907104377,0,0,0,0,null,102.74724907104377,102.74724907104377,0,0,21.75,12]
["2010-12-31T21:59:59.660",31.995088065593571,106.67162361068897,0,0,0,0,null,null,0,0,null,0,250,0,0,0,106.67162361068897,0,106.67162361068897,0,0,0,0,null,106.67162361068897,106.67162361068897,0,0,22,12]
["2010-12-31T22:14:59.660",37.666457901514562,125.57997064364955,0,0,0,0,null,null,0,0,null,0,250,0,0,0,125.57997064364955,0,125.57997064364955,0,0,0,0,null,125.57997064364955,125.57997064364955,0,0,22.25,12]
["2010-12-31T22:29:59.660",35.312304806073634,117.7312242234495,0,0,0,0,null,null,0,0,null,0,250,0,0,0,117.7312242234495,0,117.7312242234495,0,0,0,0,null,117.7312242234495,117.7312242234495,0,0,22.5,12]
["2010-12-31T22:44:59.660",36.863905129837832,122.90425970287933,0,0,0,0,null,null,0,0,null,0,250,0,0,0,122.90425970287933,0,122.90425970287933,0,0,0,0,null,122.90425970287933,122.90425970287933,0,0,22.75,12]
["2010-12-31T22:59:59.660",29.694437797039186,99.001255615328645,0,0,0,0,null,null,0,0,null,0,250,0,0,0,99.001255615328645,0,99.001255615328645,0,0,0,0,null,99.001255615328645,99.001255615328645,0,0,23,12]
["2010-12-31T23:14:59.660",31.139031868854602,103.81753225076125,0,0,0,0,null,null,0,0,null,0,250,0,0,0,103.81753225076125,0,103.81753225076125,0,0,0,0,null,103.81753225076125,103.81753225076125,0,0,23.25,12]
["2010-12-31T23:29:59.660",26.96575933041937,89.903841607618176,0,0,0,0,null,null,0,0,null,0,250,0,0,0,89.903841607618176,0,89.903841607618176,0,0,0,0,null,89.903841607618176,89.903841607618176,0,0,23.5,12]
["2010-12-31T23:44:59.660",30.068962370650489,100.24992054374873,0,0,0,0,null,null,0,0,null,0,250,0,0,0,100.24992054374873,0,100.24992054374873,0,0,0,0,null,100.24992054374873,100.24992054374873,0,0,23.75,12]
[null,null,null,0,null,0,null,null,null,null,null,null,null,null,null,0]
[null,null,null,0,null,0,null,null,null,null,null,null,null,null,null,0]
[null,null,null,0,null,0,null,null,null,null,null,null,null,null,null,0]
[null,null,null,0,null,0,null,null,null,null,null,null,null,null,null,0]
[null,null,null,0,null,0,null,null,null,null,null,null,null,null,null,0]
[null,null,null,0,null,0,null,null,null,null,null,null,null,null,null,0]
[null,null,null,0,null,null,null,null,null,null,null,null,null,null,null,0]
[null,null,null,0,null,null,null,null,null,null,null,null,null,null,null,0]
[null,null,null,0,null,null,null,null,null,null,null,null,null,null,null,0]
[null,null,null,0,null,null,null,null,null,null,null,null,null,null,null,0]
[null,null,null,0,null,null,null,null,null,null,null,null,null,null,null,0]

{"sheet":"(5) Robustness Analysis","index":4,"n_rows":129,"n_cols":28,"rows_kept":129,"cut":false,"hidden":false,"merged":[[6,4,8,4],[0,2,0,12]]}
[null,"Procedure","Cooming soon (6) Robustness Analysis"]
[null,"Attention: Like Monte Carlo Simulation it takes some time to reckon. But not as long. ^^"]
[null,"1. Define what you want to be varied and select how to vary it."]
[null,"2. Press Monte Carlo Simulation to Start",null,null,null,"Start Values",null,null,null,null,null,null,null,null,{"$f":"1-G13*0.01","v":0.8},null,"Requirements for RA Macro"]
[null,null,null,null,"Generation","PV",1,"Wind",0,"CHP",0,"GENX",0,null,{"$f":"1-G13/5*4*0.01","v":0.84},null,"Select maximum three Parameters to variate",null,null,null,null,null,null,null,null,null,"Variation possibilities:","Log 0.1, 0.3, 0.5, 0.8, 1 in log scale to 1000"]
[null,null,null,null,"Loads","Load",3334,"HP",3333,"Car",3333,"LOADX",0,null,{"$f":"1-G13/5*3*0.01","v":0.88},null,"one / three parameters allows only a small variation (e.g. 3 different Values; 0.1 1 10 ; 0.5 1 2 ...)",null,null,null,null,null,null,null,null,null,null,"0.1 to 1 step 0.1"]
[null,null,null,null,"Battery","Bat_total",0,null,null,1,2,"small",null,null,{"$f":"1-G13/5*2*0.01","v":0.92},null,"Variate each Load and Generation"]
[null,null,null,null,null,"Bat_Soc",0,"%","Variation",null,null,null,null,null,{"$f":"1-G13/5*0.01","v":0.96},null,"Variate Load and Generation overall"]
[null,null,null,null,null,"Maximum Charge",1,null,"Bandwith",null,null,null,null,null,1,null,"Variate battery size or even SoC?"]
[null,null,null,null,null,"Limited Capacity:",{"$f":"(G9-G8/100)*G7","v":0},null,null,null,null,null,null,null,{"$f":"1+G13/5*0.01","v":1.04}]
[null,null,null,null,null,"Useable Capacity:",{"$f":"G7*(100-G8)/100","v":0},null,null,null,null,null,null,null,{"$f":"1+G13/5*2*0.01","v":1.08},null,"Schwankung von Verbrauch und Last um 10%"]
[null,null,null,null,null,null,null,null,null,null,null,null,null,null,{"$f":"1+G13/5*3*0.01","v":1.1200000000000001},null,"Batterie in fünfer Schritten zwischen"]
[null,null,null,null,null,"Variate for +-",20,"%","Status:",1,null,null,null,null,{"$f":"1+G13/5*4*0.01","v":1.1599999999999999}]
[null,null,null,null,null,null,null,null,null,null,null,null,null,null,{"$f":"1+G13*0.01","v":1.2}]
[]
[]
["Internal Consumption"]
["PV/Load"]
["Battery/Load*1000",1,2,3,4,5,6,7,8,9,10,11,12,13,14,15,16,17,18,19,20]
[0,6.7863439199757014E-2,9.6751003240899955E-2,0.11298208368871011,0.12290541416155601,0.12981227757239194,0.13499078107726034,0.13909571026996512,0.14251294456008562,0.14539080504520954,0.1478408342407509,0.14995772540707653,0.15179991633349624,0.15340161121717172,0.15479272707688041,0.15604283541717412,0.15718033552425212,0.15821640695602904,0.15917749549388127,0.16006587831050192,0.16088805545890403]
[0.2,9.031707901523664E-2,0.14742826675841336,0.17308813927209646,0.1886116233316889,0.19942704067866809,0.2072716805773262,0.21302236624382928,0.21726251129281524,0.22039093992885261,0.22294674130004613,0.22518009423650157,0.2271059057309999,0.22873174765148013,0.23015165067343746,0.23140840099825388,0.23253802470822818,0.23348060839851817,0.23432534696763421,0.23511146068407032,0.23585340592225362]
[0.4,9.0812660035748421E-2,0.17057800634218043,0.21242955898881996,0.23527435976321165,0.25152424329137257,0.26344044407478046,0.27263416470248947,0.28005021339307351,0.28590398083758961,0.2903953969147447,0.29387578923207974,0.29654214325945727,0.29872893073226559,0.30054998505340269,0.30219758538764546,0.30369900709523312,0.30505702763203879,0.30626509060669721,0.30735756493558586,0.30833342969943001]
[0.60000000000000009,9.0812660035748421E-2,0.17977839518029201,0.23981469582041917,0.27389848162705543,0.29539663287101009,0.31168044554462587,0.32472079894544686,0.3349132634513376,0.34321360629456943,0.35029539577467184,0.35635135511234572,0.36116351149174941,0.3648609917008841,0.36790828465265896,0.37042276996603329,0.37246112912968282,0.37420915397107607,0.37572405483342658,0.37715262742378591,0.37846493263818942]
[0.8,9.0812660035748421E-2,0.18117684440982174,0.2576823573965028,0.304468005037898,0.33362967967079216,0.35439018177395654,0.37064498784933914,0.38441100769955083,0.3952050715466896,0.40457318192351427,0.41234742029495247,0.41924135233314558,0.4252872772626215,0.43032712680681617,0.4343968215452978,0.43779470315243108,0.44055191059597537,0.44292731493189441,0.44498709500648542,0.44668758006626341]
[1,9.0812660035748421E-2,0.18117684440982174,0.26702521409101554,0.3268247455285706,0.36563432159063353,0.39236037688680775,0.41251230388808113,0.428785194103599,0.44291961600460533,0.45450620978590472,0.46422985610889145,0.4730382970415335,0.48050474072222699,0.4872135731506968,0.49319493990740071,0.49846984713923853,0.50277560591126558,0.50648299277805819,0.50965096838724433,0.51225328838027762]
[1.2000000000000002,9.0812660035748421E-2,0.18117684440982174,0.27063459417620661,0.34250800138354104,0.39208612784315289,0.42512527762828928,0.45027110917624474,0.47001555378447712,0.48629551957102118,0.50064575342002959,0.51286583261648622,0.52311505069823616,0.53237007558242844,0.54060670405138267,0.54790428039354844,0.55448207467764177,0.56045484912475796,0.56577489720487073,0.57036624531040303,0.57426316670196476]
[1.4000000000000001,9.0812660035748421E-2,0.18117684440982174,0.27096482505459241,0.35250314864157017,0.41104749293065118,0.45320701083068177,0.4825282353232469,0.50623110330358256,0.52558116626487983,0.54177417197868905,0.55615629542167677,0.56876758831013186,0.57934180668114166,0.58890631827910145,0.59754107318610827,0.60518217301309996,0.6122511141780681,0.61861663006354606,0.62449181684382771,0.62969996727827604]
[1.6,9.0812660035748421E-2,0.18117684440982174,0.27096482505459241,0.35651834236156082,0.42093153471675687,0.47001124306928665,0.50494361547180366,0.53171669416308032,0.55367174040135048,0.57219535705992053,0.58809788227557702,0.60212668584628559,0.61437014903592202,0.62509925387322207,0.63484203240129378,0.64344490427993684,0.65138120789414733,0.65869963635807194,0.66555234095782834,0.67179709016446087]
[1.8,9.0812660035748421E-2,0.18117684440982174,0.27096482505459241,0.35785959292102365,0.42597131186516995,0.47972300491336872,0.52080080447273835,0.5504022336611375,0.57461575132089571,0.59547055173222596,0.61291049200797276,0.62812729923310506,0.64151481484944117,0.65377495509904726,0.66430168271236045,0.67379812016456198,0.6826402988048017,0.69070596510359827,0.69823962834745479,0.70528922660577265]
[2,9.0812660035748421E-2,0.18117684440982174,0.27096482505459241,0.35845750220851802,0.42898007139957373,0.48585122974745598,0.53103545306245803,0.56318058022168638,0.5886852292933572,0.61052902459858605,0.62983304322697353,0.64607210445222429,0.66074644760186685,0.67365794741803098,0.68532563025523319,0.69572734736110176,0.704963821377807,0.71385771507612961,0.72204911894999502,0.72979765071912639]
[2.2000000000000002,9.0812660035748421E-2,0.18117684440982174,0.27096482505459241,0.35905538277605009,0.43095254077688261,0.49033705650592324,0.53836987077476794,0.57340600825198584,0.6000988242002907,0.62298035446118238,0.64311737409610448,0.66077383192276085,0.67645972498300766,0.69049513032397392,0.70307732559826952,0.71437736382803863,0.72471384089592272,0.73411032197691484,0.74291398043697354,0.75134739476970036]
[2.4000000000000004,9.0812660035748421E-2,0.18117684440982174,0.27096482505459241,0.35965323462568927,0.43201832680055657,0.49312993401341909,0.54205088570329762,0.57988417830700467,0.60787700543154455,0.63150855514646642,0.65219406194987506,0.67060435086175052,0.68717081762168408,0.70204872402753005,0.71533662477215354,0.72737542678017508,0.73858875395211021,0.74906663982257415,0.75837288686138726,0.76702750408576326]
[2.6,9.0812660035748421E-2,0.18117684440982174,0.27096482505459241,0.35996871811239384,0.43285763823480949,0.49473928313678633,0.54467076473762766,0.58376215595738767,0.61317236307690748,0.63794851998697544,0.65922589025301448,0.67832398858041176,0.69530603658318346,0.71042186698615217,0.72417610652022657,0.73684139975116969,0.74888331541135533,0.76008815461782431,0.77037402967455149,0.77964747638269694]
[2.8000000000000003,9.0812660035748421E-2,0.18117684440982174,0.27096482505459241,0.36013763170930752,0.43365026604433893,0.49622265890047224,0.54676380515983636,0.58619249001023588,0.61768611066500867,0.64328902441201952,0.66548077161357555,0.68468640164157479,0.70231302721294409,0.71765149593825295,0.73192604083255719,0.74524862057588559,0.75780561953872927,0.7696718850476213,0.78056868903203003,0.79076078248328197]
[3,9.0812660035748421E-2,0.18117684440982174,0.27096482505459241,0.36013763170930752,0.43439050173157057,0.49743486308337065,0.54866074820607458,0.58811900604048739,0.62062753390584513,0.64704738226402525,0.67009158481579711,0.68945732156276807,0.70694328387312444,0.72267671013551615,0.73740056925224429,0.75116873821378249,0.76424427587540977,0.77591902120411316,0.78711018414449674,0.79731832055942775]
[3.2,9.0812660035748421E-2,0.18117684440982174,0.27096482505459241,0.36013763170930752,0.43498490390841316,0.4984280824877807,0.55036080113472285,0.58975085294668261,0.62287360565943739,0.65004847900803864,0.67286856023269404,0.69264412383626817,0.71006067854538046,0.726411675945976,0.74150264432353208,0.75535470132990312,0.76826953803296649,0.78022163518866827,0.79101351088296878,0.80126772615061836]
[3.4000000000000004,9.0812660035748421E-2,0.18117684440982174,0.27096482505459241,0.36013763170930752,0.43543184596452117,0.49929685060680729,0.55185064174940823,0.59131687236456043,0.625021297672406,0.65231575604467618,0.67518059576519474,0.69540619457389419,0.71314753945408749,0.72956080603396323,0.74523223268096406,0.75886627195535039,0.77159605457161018,0.7834736135234186,0.79416295289316652,0.80432516327307757]
[3.6,9.0812660035748421E-2,0.18117684440982174,0.27096482505459241,0.36013763170930752,0.43582808399268991,0.50008540316604821,0.55320623197812568,0.59288269291907703,0.6267934870118701,0.65416655847591176,0.67711006118334605,0.69773592891238101,0.71595606111118759,0.73257642279128643,0.74810303604252748,0.76161719573517439,0.7741562393999043,0.78586833015010693,0.79665302246953551,0.80693671316847793]
[3.8000000000000003,9.0812660035748421E-2,0.18117684440982174,0.27096482505459241,0.36013763170930752,0.43622430936812229,0.50087390548575472,0.55438408817681217,0.59444831464810977,0.62811898301364555,0.65574300958929221,0.67885987953707405,0.70001855331854512,0.71800765872509598,0.7351450940292249,0.75056685639329601,0.76412800215886278,0.77627871419304939,0.78798885565611165,0.79869449264007386,0.80898243514025081]
[4,9.0812660035748421E-2,0.18117684440982174,0.27096482505459241,0.36013763170930752,0.43662052209142432,0.50166235757072863,0.55556183204211218,0.59592421065563372,0.6292544645968875,0.65718376160585013,0.68052131309026542,0.70144503236492184,0.71955810537754195,0.737185416054286,0.75288652886506136,0.76614679110568562,0.77835092116873839,0.78976182320438315,0.80045037081714954,0.81060585808382479]
[]
[]
[]
[]
[]
[]
[]
[]
[]
[0.2,22.18939944779175,9.8089229716093378,8.2617255012334248,7.5528880956541116,7.1257452095063138,6.8607540070109438,6.7064774325308676,6.631522295357394,6.6085408025033532,6.5985600265603601,6.5877559031271753,6.5799343304938729,6.5773977562123811,6.5745120739824223,6.57360247233688,6.573992743272659,6.5819106162611769,6.5918788210599049,6.6006546763755267,6.6075231750087955]
[0.4,43.419555366660433,13.453827382920217,9.971041393728207,8.8163954871539119,8.1343265697557925,7.7039716174424617,7.4076653801021726,7.1901550601681938,7.036225025870972,6.9342176197161791,6.8675636864338303,6.8277299701992558,6.7996452324838854,6.7790935028002828,6.7602100955870315,6.7430132406183052,6.7278627995349911,6.7162407363822378,6.7066407407045414,6.6993880253741578]
[0.60000000000000009,65.129333049990663,17.937873487310366,11.714356019177334,9.8265165803758947,8.9528868980085008,8.3847019318300191,7.9769128824249647,7.6928637635896759,7.4795027455925229,7.3063078472117624,7.1651217483185379,7.062113819596842,6.9910818482184602,6.9359027015550891,6.8942990029875784,6.8648867182366304,6.8417779071612577,6.8238646038778823,6.8064934068656369,6.790802308062851]
[0.8,86.839110733320865,23.519678514030424,13.680688802053876,10.882699712385117,9.6830806239573111,8.9878796225168891,8.5107047660962145,8.1420945421785813,7.8806617964447785,7.6654133878139197,7.4977932626980213,7.3541242221921364,7.2321524379308455,7.1349324461403318,7.0615009410683367,7.0036605082815901,6.9601921286742972,6.9248367678354246,6.895794007601773,6.8741308133054924]
[1,108.5488884166511,29.399598142538032,16.05766684656389,12.101104352523668,10.447731044419019,9.5627399603954828,8.9941977283721375,8.5846654055718066,8.2551731058747464,8.0054832101472773,7.8086519195694866,7.6366014023180284,7.4974218528092127,7.3754876800484377,7.2702307402151582,7.1805643165340252,7.111187153533618,7.0538988868724246,7.0070041709444091,6.9707708359202334]
[1.2000000000000002,130.25866609998133,35.27951777104564,18.825318217049073,13.475773399005604,11.260835132675064,10.165962579278947,9.4689632297069561,8.9897368964196911,8.6306458815709259,8.3346988857730366,8.0986638966711197,7.9120206004795026,7.7493343362269256,7.6093010039399882,7.4896564814208748,7.3851326992052675,7.2927301329312284,7.2129932325395645,7.1465663319966515,7.0922890637348743]
[1.4000000000000001,151.96844378331153,41.159437399553248,21.916672314064371,15.031279833675375,12.242530634656358,10.801416337749664,9.9964942299361752,9.4299264111321648,9.0143083245264393,8.6941320789987273,8.4267033245732339,8.2048727631006653,8.0285940838746725,7.8743794448111633,7.7399589326843863,7.6252344821514164,7.5217580230394088,7.4313583565735435,7.3498101364588893,7.2795090433010792]
[1.6,173.67822146664173,47.039357028060849,25.047625501787852,16.880626568672472,13.511047662163804,11.717344397062108,10.71487847094814,10.060988208391787,9.5823631258780999,9.2124897029466055,8.9168782127745789,8.6706371398326887,8.4662620680672873,8.2945495424901079,8.1442020098080619,8.016365600300011,7.9016534247647767,7.7987694227259912,7.7046028431589058,7.6208931970626885]
[1.8,195.38799914997196,52.919276656568464,28.178578689511337,18.881277532767683,14.938236099534091,12.805628780686831,11.546064310551154,10.791937806653999,10.245444694598415,9.8158891736919909,9.4842841201915089,9.2122851359071181,8.9849603688695971,8.7848676570663446,8.6208372678546841,8.4780751602924358,8.3488732542223829,8.2345752696507013,8.130401362102992,8.035089729234107]
[2,217.09777683330219,58.799196285076064,31.309531877234814,20.925442281323331,16.429120138161281,13.976498910384798,12.488788921278552,11.620782548928831,11.016237363893133,10.545138527468417,10.159489986664632,9.857064531535789,9.5973521954209069,9.3793343583661812,9.1903610880291424,9.0284417089963398,8.8896832767062008,8.7593717190247986,8.642656694370805,8.5347372288566916]
[2.2000000000000002,238.80755451663236,64.679115913583672,34.440485064958295,22.959158279894783,17.952233312207337,15.177318321470695,13.481313919995536,12.474344285834155,11.808223840045928,11.289967966820743,10.868536627786396,10.523285428398211,10.233396589618028,9.9861488988670111,9.7742710032740536,9.5915838692050261,9.430140838505281,9.2882222915832084,9.1587950841746384,9.0376238668831661]
[2.4000000000000004,260.51733219996265,70.55903554209128,37.57143825268178,24.982505437447365,19.514348821446788,16.426104211992747,14.570368958932246,13.403293995081794,12.66105539148727,12.09497291932359,11.63801229630398,11.257918425397122,10.934916109452653,10.658971790362004,10.423911207436555,10.219604255073184,10.035805023721244,9.8696747764534312,9.7271177222757945,9.598032692700988]
[2.6,282.22710988329283,76.438955170598874,40.702391440405258,27.028020951141777,21.081280824565294,17.714188121940396,15.680940387281222,14.390359648515505,13.557960392745477,12.927334167808356,12.430206686899821,12.013491162906888,11.664456816603096,11.369327509721741,11.112866286128149,10.88623886793515,10.678148591420767,10.491317825922593,10.325434702186223,10.18054776535485]
[2.8000000000000003,303.93688756662306,82.318874799106496,43.833344628128742,29.086177248247484,22.64296895239686,18.997341712033702,16.799041448637421,15.410902496136297,14.458689638368064,13.768691801730997,13.220594876708299,12.779827034128125,12.397830394484991,12.083063963623196,11.802916400829663,11.552073526319278,11.324298209475755,11.116625529770815,10.932451275795616,10.76533566908795]
[3,325.64666524995323,88.198794427614089,46.964297815852227,31.163761337408012,24.20064046623882,20.285225679020773,17.91423307424861,16.439011081211863,15.393732160343045,14.638869436861228,14.036722715048274,13.568533802558624,13.169792478003593,12.82895100830414,12.5241002066282,12.250900977495904,12.001113809276438,11.787015333181722,11.588045350439314,11.412382888230598]
[3.2,347.35644293328346,94.078714056121697,50.095251003575704,33.24134542656855,25.763119844208084,21.57757589514376,19.028216355933289,17.469808949350515,16.341251247911291,15.519589723212569,14.891308547760337,14.385956405403112,13.967334180635003,13.592731438604144,13.263219097244502,12.973964699248283,12.714632610725102,12.483516535252436,12.282153583809983,12.096178824315983]
[3.4000000000000004,369.06622061661369,99.958633684629305,53.226204191299189,35.318929515729081,27.332791359306835,22.870699023638338,20.143289664031727,18.49572979116849,17.283325806430586,16.413941590732833,15.750884837326828,15.205704580488915,14.756595597044914,14.361304171023603,14.000835547307721,13.702421564550324,13.434207147519116,13.192891624543828,12.983300385933388,12.789520384707226]
[3.6,390.77599829994392,105.83855331313693,56.357157379022674,37.39651360488962,28.902667893467314,24.162961145137309,21.257204412907999,19.514387062409533,18.23131204981847,17.314636472769227,16.615060784165117,16.029930739598971,15.54484609129924,15.124861606113113,14.750804696130775,14.440793100981235,14.163848477443938,13.91420385564019,13.691857005411416,13.48566356363931]
[3.8000000000000003,412.4857759832741,111.71847294164452,59.488110566746151,39.474097694050151,30.468434294005341,25.449571276609376,22.37345312973375,20.525857630621957,19.190288164875302,18.218665276513029,17.478851923324154,16.848463918135636,16.347458507067447,15.892803948427444,15.50420844168716,15.178445906814616,14.898094981087393,14.636417108278511,14.405113488407055,14.188746921198035]
[4,434.19555366660438,117.59839257015213,62.619063754469629,41.55168178321069,32.030106681086515,26.730566417457339,23.483282291361675,21.534546666132623,20.151969941829179,19.122175621631332,18.339936432345468,17.688169616862275,17.159641988465825,16.669271508680676,16.255250614759053,15.923032115318927,15.628479123717753,15.36232333991356,15.120615116554685,14.897214776944992]
[]
[]
[]
[]
[]
[]
[]
[]
[]
[]
[]
[]
[]
[]
[]
[]
[]
[]
[]
[]
[]
[]
[]
[]
[]
[]
[]
[]
[]
[]
[]
[]
[]
[]
[]
[]
[]
[]
[]
[]
[]
[]
[]
[]
[]
[]
[]
[]
[]
[]
[]
[]
[]
[]
[]
[]
[]
["Battery Lifetime"]
["PV/Load"]
["Battery/Load*1000"]

{"sheet":"(6) Monte Carlo Simulation","index":5,"n_rows":1351,"n_cols":35,"rows_kept":1351,"cut":false,"hidden":false,"merged":[[6,4,8,4],[0,3,0,12]]}
[null,"Procedure",null,"(5) Monte Carlo Simulation",null,null,null,null,null,null,null,null,null,null,null,null,null,null,null,null,null,null,null,null,"Gauss","Gauss","Weibull"]
[null,"Attention: Monte Carlo Simulation requires around 20 to 25 minutes for calculation, depending on hardware configuration!",null,null,null,null,null,null,null,null,null,null,null,null,"Distributions",null,null,null,null,null,null,null,null,null,"PV","Load","Battery"]
[null,"1.Press Copy Data from Main Menu  OR  Enter Start Values",null,null,null,null,null,null,null,null,null,null,null,null,"Gauss","Gauss Value","Weilbull Values","Weibull",null,"Weibull squared",null,null,null,null,{"$f":"P4*gen_pv","v":18},{"$f":"P4*load_load","v":3000.6},{"$f":"bat_cap_use*Q4","v":31}]
[null,"2. Press Monte Carlo Simulation to Start",null,null,null,"Start Values",null,null,null,null,null,null,null,null,2.7523394885652806E-3,{"$f":"1-G13*0.01","v":0.9},0.77500000000000002,4.9557101868470659E-3,null,{"$f":"Q4*Q4","v":0.60062500000000008},4.9557101868470659E-3,null,null,null,18.400000000000002,3067.28,32]
[null,null,null,null,"Generation","PV",1,"Wind",0,"CHP",0,"GENX",0,null,1.3811739978982137E-2,{"$f":"1-G13/5*4*0.01","v":0.92},0.8,1.0538634450626104E-2,null,{"$f":"Q5*Q5","v":0.64000000000000012},1.0538634450626104E-2,null,null,null,18.799999999999997,3133.96,33,null,null,null,"s","min","hours","days","years"]
[null,null,null,null,"Loads","Load",3125,"HP",3750,"Car",3125,"LOADX",0,null,4.7940749637191617E-2,{"$f":"1-G13/5*3*0.01","v":0.94},0.82499999999999996,2.1710439774152459E-2,null,0.68062499999999992,2.1710439774152459E-2,null,null,null,19.2,3200.64,34,null,null,"Number of Parameters","Expected Runtime:"]
[null,null,null,null,"Battery","Bat_total",0,null,null,null,null,null,null,null,0.11689936445979084,{"$f":"1-G13/5*2*0.01","v":0.96},0.85,4.3019761835330225E-2,null,0.72249999999999992,4.3019761835330225E-2,null,null,null,19.600000000000001,3267.32,35,null,null,3,1996.5,33.274999999999999]
[null,null,null,null,null,"Bat_Soc",0,"%",null,null,null,null,null,null,0.19941950658059351,{"$f":"1-G13/5*0.01","v":0.98},0.875,8.0752453276914007E-2,null,0.765625,8.0752453276914007E-2,null,null,null,20,3334,36,null,null,4,21961.5,366.02499999999998,6.1004166666666659]
[null,null,null,null,null,"Maximum Charge",1,null,null,null,null,null,null,null,0.23835259970975331,1,0.9,0.13930354314792562,null,0.81,0.13930354314792562,null,null,null,20.399999999999999,3400.68,37,null,null,5,241576.5,4026.2750000000001,67.104583333333338,2.7960243055555556]
[null,null,null,null,null,"Limited Capacity:",{"$f":"(G9-G8/100)*G7","v":0},null,null,null,null,null,null,null,0.19941950658059351,{"$f":"1+G13/5*0.01","v":1.02},0.92500000000000004,0.2084374147784869,null,0.85562500000000008,0.2084374147784869,null,null,null,20.8,3467.36,38,null,null,6,2657341.5,44289.025000000001,738.15041666666673,30.756267361111114,{"$f":"AH10/365","v":8.4263746194824962E-2}]
[null,null,null,null,null,"Useable Capacity:",{"$f":"G7*(100-G8)/100","v":0},null,null,null,null,null,null,null,0.11689936445979084,{"$f":"1+G13/5*2*0.01","v":1.04},0.95,0.24300295198349103,null,0.90249999999999997,0.24300295198349103,null,null,null,21.200000000000003,3534.04,39,null,null,7,29230756.5,487179.27500000002,8119.6545833333339,338.31894097222226,{"$f":"AH11/365","v":0.92690120814307475}]
[null,null,null,null,null,null,null,null,null,null,null,null,null,null,4.7940749637191617E-2,{"$f":"1+G13/5*3*0.01","v":1.06},0.97499999999999998,0.18165658267760351,null,0.95062499999999994,0.18165658267760351,null,null,null,21.6,3600.7200000000003,40,null,null,8,321538321.5,5358972.0250000004,89316.200416666674,3721.5083506944447,10.195913289573822]
[null,null,null,null,null,"Variate for +-",10,"%","Status:",1,null,null,null,null,1.3811739978982137E-2,{"$f":"1+G13/5*4*0.01","v":1.08},1,6.1502294513226585E-2,null,1,6.1502294513226585E-2,null,null,null,22,3667.4,41]
[null,null,null,null,null,null,null,null,null,null,null,null,null,null,2.752339488565281E-3,{"$f":"1+G13*0.01","v":1.1000000000000001},1.0249999999999999,5.1202133753964147E-3,null,1.0506249999999999,5.1202133753964147E-3]
[null,null,null,"probability","Internal Consumption","Feed in","Feed in max","Battery Cycles per Year","Battery Losses","Battery Lifetime",null,null,null,null,{"$f":"SUM(O4:O14)","v":1},null,null,{"$f":"SUM(R4:R14)","v":0.99999999999999989}]
[null,null,"min",{"$f":"MIN(D21:D1351)","v":3.7541351461889728E-8},6.2908733845322126E-2,{"$f":"MIN(F20:F1350)","v":0},{"$f":"MIN(G20:G1350)","v":0},{"$f":"MIN(H20:H1350)","v":0},{"$f":"MIN(I20:I1350)","v":-137.84860270390621},{"$f":"MIN(J20:J1350)","v":0}]
[null,null,"max",{"$f":"MAX(D20:D1350)","v":1.3805474422553981E-2},1,{"$f":"MAX(F20:F1350)","v":8240.1548028738835},{"$f":"MAX(G20:G1350)","v":5923.9685816000001},340.42677756882426,{"$f":"MAX(I20:I1350)","v":0},{"$f":"IF(MAX(J20:J1350)>100,30,MAX(J20:J1350))","v":30},null,null,null,"xSteps",20]
[]
["PV","Load","Battery","probability","Internal Consumption","Feed in","Feed in max","Battery Cycles per Year","Battery Losses","Battery Lifetime",null,null,"MCS_IC",null,null,"MCS_FeedIntoGrid",null,null,"Battery Lifetime"]
[1,1,1,3.7541351461889721E-8,0.78980804076998912,100.48778862878146,271.96858159999994,50.078565061166515,-16.611060030789016,{"$f":"IF(H20>0,bat_data_lifetime_cycles/H20,)","v":49.92155819453837},null,1,{"$f":"IF(N20<$E$16,0,(IF(O20<$E$17,       -SUMIF($E$20:$E$1350,\"<\"&N20,$D$20:$D$1350)+SUMIF($E$20:$E$1350,\"<\"&O20,$D$20:$D$1350),    )))","v":1.0481561080909667E-3},{"$f":"E16","v":6.2908733845322126E-2},{"$f":"E16+(E17-E16)/O17","v":0.10976329715305602},{"$f":"IF(Q20<$F$16,0,(IF(R20<$F$17,       -SUMIF($F$20:$F$1350,\"<\"&Q20,$D$20:$D$1350)+SUMIF($F$20:$F$1350,\"<\"&R20,$D$20:$D$1350),    )))","v":0.10605969837640812},{"$f":"F16","v":0},{"$f":"F16+(F17-F16)/O17","v":412.00774014369415},{"$f":"IF(T20<$J$16,0,(IF(U20<$J$17,       -SUMIF($J$20:$J$1350,\"<\"&T20,$D$20:$D$1350)+SUMIF($J$20:$J$1350,\"<\"&U20,$D$20:$D$1350),    )))","v":2.2530535632262847E-3},{"$f":"J16","v":0},{"$f":"T20+($J$17-$J$16)/$O$17","v":1.5}]
[1,1,2,7.9834083294335104E-8,0.79063133244413564,100.10281672586018,271.96858159999994,48.633913622667961,-16.652252024401609,51.404458612904342,null,2,{"$f":"IF(N21<$E$16,0,(IF(O21<$E$17,       -SUMIF($E$20:$E$1350,\"<\"&N21,$D$20:$D$1350)+SUMIF($E$20:$E$1350,\"<\"&O21,$D$20:$D$1350),    )))","v":1.204897455135318E-3},{"$f":"O20","v":0.10976329715305602},{"$f":"N21+($E$17-$E$16)/$O$17","v":0.1566178604607899},{"$f":"IF(Q21<$F$16,0,(IF(R21<$F$17,       -SUMIF($F$20:$F$1350,\"<\"&Q21,$D$20:$D$1350)+SUMIF($F$20:$F$1350,\"<\"&R21,$D$20:$D$1350),    )))","v":9.994392014072366E-2},{"$f":"R20","v":412.00774014369415},{"$f":"Q21+($F$17-$F$16)/$O$17","v":824.0154802873883},{"$f":"IF(T21<$J$16,0,(IF(U21<$J$17,       -SUMIF($J$20:$J$1350,\"<\"&T21,$D$20:$D$1350)+SUMIF($J$20:$J$1350,\"<\"&U21,$D$20:$D$1350),    )))","v":0},{"$f":"U20","v":1.5},{"$f":"T21+($J$17-$J$16)/$O$17","v":3}]
[1,1,3,1.6446467190854706E-7,0.79108628775060597,99.890050768413346,271.96858159999994,47.224633196964938,-16.675017981848402,52.938473647280155,null,3,5.5052549558782778E-4,{"$f":"O21","v":0.1566178604607899},{"$f":"N22+($E$17-$E$16)/$O$17","v":0.20347242376852381},0.15369828537598501,{"$f":"R21","v":824.0154802873883},{"$f":"Q22+($F$17-$F$16)/$O$17","v":1236.0232204310823},0,{"$f":"U21","v":3},{"$f":"T22+($J$17-$J$16)/$O$17","v":4.5}]
[1,1,4,3.2589072766065722E-7,0.79154119973505743,99.67728481096654,271.96858159999994,45.898251619832642,-16.697783939295196,54.46830569292861,null,4,2.2767287940132692E-3,0.20347242376852381,0.25032698707625772,0.15275882070529617,1236.0232204310823,1648.0309605747766,0,4.5,6]
[1,1,5,6.1172992680736262E-7,0.79199606840367798,99.464518853519735,271.96858159999994,44.647663275679363,-16.720549896742025,55.993971835964125,null,5,3.6803739766901799E-3,0.25032698707625772,0.29718155038399163,0.12496950534473705,1648.0309605747766,2060.0387007184709,2.5266161437946695E-5,6,7.5]
[1,1,6,1.0552762522479167E-6,0.79245089376265387,99.251752896072915,271.96858159999994,43.466552061756836,-16.743315854188889,57.515489069572979,null,6,6.8392975076071363E-3,0.29718155038399163,0.34403611369172554,0.10354239123075271,2060.0387007184709,2472.0464408621651,0.14321681222081095,7.5,9]
[1,1,7,1.5789910932998522E-6,0.79290567581817006,99.038986938626095,271.96858159999994,42.349284697235525,-16.766081811635701,59.032874294644103,null,7,2.443771550805824E-2,0.34403611369172554,0.39089067699945945,8.2535313833208668E-2,2472.0464408621651,2884.0541810058594,0.39336980899219331,9,10.5]
[1,1,8,1.8408379188317687E-6,0.79336041457641104,98.82622098117929,271.96858159999994,41.290820878215314,-16.788847769082508,60.546144320394916,null,8,2.4151344800921265E-2,0.39089067699945945,0.43774524030719336,7.896937976941254E-2,2884.0541810058594,3296.0619211495537,0.23681177749369242,10.5,12]
[1,1,9,1.3761163099823126E-6,0.7938151100435592,98.613455023732485,271.96858159999994,40.286637255042329,-16.811613726529313,62.055315864991847,null,9,5.4460988438626262E-2,0.43774524030719336,0.48459980361492727,4.7540567857384031E-2,3296.0619211495537,3708.0696612932479,9.3300669303549411E-2,12,13.5]
[1,1,10,4.6590280040218649E-7,0.79426976222579637,98.400689066285693,271.96858159999994,39.332662813027966,-16.834379683976117,63.560405556166344,null,10,6.4136625505880784E-2,0.48459980361492727,0.53145436692266113,2.0385011128869923E-2,3708.0696612932479,4120.0774014369417,4.3413539763722087E-2,13.5,15]
[1,1,11,3.8787524418961233E-8,0.79472437112930305,98.187923108838874,271.96858159999994,38.425223709648471,-16.857145641422946,65.061429931825145,null,11,0.10725788319705881,0.53145436692266113,0.57830893023039498,1.614226005590591E-2,4120.0774014369417,4532.0851415806355,2.3478731064332181E-2,15,16.5]
[1,2,1,1.8838932733602843E-7,1,0,0,26.941361017491911,-8.9364494495020139,92.794124186111219,null,12,{"$f":"IF(N31<$E$16,0,(IF(O31<$E$17,       -SUMIF($E$20:$E$1350,\"<\"&N31,$D$20:$D$1350)+SUMIF($E$20:$E$1350,\"<\"&O31,$D$20:$D$1350),    )))","v":0.14864479231348598},0.57830893023039498,0.62516349353812883,{"$f":"IF(Q31<$F$16,0,(IF(R31<$F$17,       -SUMIF($F$20:$F$1350,\"<\"&Q31,$D$20:$D$1350)+SUMIF($F$20:$F$1350,\"<\"&R31,$D$20:$D$1350),    )))","v":6.3575894635420349E-3},4532.0851415806355,4944.0928817243293,1.0495838706291227E-2,16.5,18]
[1,2,2,4.0062194525884529E-7,1,0,0,26.099443485695286,-8.9364494495020139,95.78748303082449,null,13,0.11758789659155972,0.62516349353812883,0.67201805684586269,4.0423355589859211E-3,4944.0928817243293,5356.1006218680232,1.355027483237714E-2,18,19.5]
[1,2,3,8.2531362630470903E-7,1,0,0,25.308551258856035,-8.9364494495020139,98.78084187553776,null,14,0.10883681422517133,0.67201805684586269,0.71887262015359654,2.0883171140592127E-3,5356.1006218680232,5768.108362011717,3.711872977401609E-3,19.5,21]
[1,2,4,1.6353789242607528E-6,1,0,0,24.5641821041838,-8.9364494495020139,101.77420072025102,null,15,8.997598480531066E-2,0.71887262015359654,0.7657271834613304,4.2833687944698884E-4,5768.108362011717,6180.1161021554108,1.6851155212519453E-3,21,22.5]
[1,2,5,3.0697719963424019E-6,1,0,0,23.862348329778548,-8.9364494495020139,104.76755956496429,null,16,7.8260125188786223E-2,0.7657271834613304,0.81258174676906425,4.497534557013072E-4,6180.1161021554108,6592.1238422991046,7.0822646193662298E-3,22.5,24]
[1,2,6,5.2955681021895459E-6,1,0,0,23.199505320618034,-8.9364494495020139,107.76091840967754,null,17,6.2375655043503841E-2,0.81258174676906425,0.8594363100767981,4.9091422216207548E-6,6592.1238422991046,7004.1315824427984,2.7480667442655315E-3,24,25.5]
[1,2,7,7.9236643954683497E-6,1,0,0,22.572491663304032,-8.9364494495020139,110.75427725439081,null,18,2.9915579813300952E-2,0.8594363100767981,0.90629087338453196,7.6029194700177882E-5,7004.1315824427984,7416.1393225864922,2.6396381045112882E-4,25.5,27]
[1,2,8,9.237659374501241E-6,1,0,0,21.97847872479603,-8.9364494495020139,113.74763609910408,null,19,3.3145859085943696E-2,0.90629087338453196,0.95314543669226581,0,7416.1393225864922,7828.147062730186,1.6741811117539918E-3,27,28.5]
[1,2,9,6.905601846456697E-6,1,0,0,21.4149279882628,-8.9364494495020139,116.74099494381734,null,20,0,0.95314543669226581,0.99999999999999967,0,7828.147062730186,8240.1548028738798,0,28.5,30]
[1,2,10,2.3379849620182453E-6,1,0,0,20.879554788556231,-8.9364494495020139,119.7343537885306,null,null,null,null,null,null,null,null,{"$f":"SUM(S20:S39)","v":0.97708123688612336}]
[1,2,11,1.9464284981151454E-7,1,0,0,20.370297354689004,-8.9364494495020139,122.72771263324387]
[1,3,1,6.539020854634609E-7,1,0,0,5.836991313936676,-1.9361300188327977,428.30284739860446]
[1,3,2,1.3905645781086008E-6,1,0,0,5.6545853353761553,-1.9361300188327977,442.11906828243042]
[1,3,3,2.8646755579706926E-6,1,0,0,5.483234264607181,-1.9361300188327977,455.93528916625633]
[1,3,4,5.676423947252903E-6,1,0,0,5.3219626685893227,-1.9361300188327977,469.75151005008229]
[1,3,5,1.0655223088753698E-5,1,0,0,5.1699065923439136,-1.9361300188327977,483.56773093390825]
[1,3,6,1.8380993630063716E-5,1,0,0,5.0262980758899163,-1.9361300188327977,497.38395181773416]
[1,3,7,2.7503153952386518E-5,1,0,0,4.8904521819469453,-1.9361300188327977,511.20017270156012]
[1,3,8,3.2064049568015176E-5,1,0,0,4.7617560718957099,-1.9361300188327977,525.01639358538603]
[1,3,9,2.3969444090237376E-5,1,0,0,4.6396597623599218,-1.9361300188327977,538.8326144692121]
[1,3,10,8.1151796870053578E-6,1,0,0,4.5236682683009244,-1.9361300188327977,552.64883535303795]
[1,3,11,6.7560815260663385E-7,1,0,0,4.4133348959033407,-1.9361300188327977,566.46505623686392]
[1,4,1,1.5944835820904435E-6,1,0,0,0.31303600085184435,-0.10383404148255689,7986.3018732571136]
[1,4,2,3.3907712468284875E-6,1,0,0,0.30325362582522419,-0.10383404148255689,8243.9245143299249]
[1,4,3,6.9852631559702908E-6,1,0,0,0.29406412201233861,-0.10383404148255689,8501.5471554027354]
[1,4,4,1.3841467996641735E-5,1,0,0,0.28541517724726984,-0.10383404148255689,8759.169796475544]
[1,4,5,2.598183834585453E-5,1,0,0,0.27726045789734782,-0.10383404148255689,9016.7924375483544]
[1,4,6,4.4820460459111522E-5,1,0,0,0.26955877851131038,-0.10383404148255689,9274.4150786211649]
[1,4,7,6.7064058071790087E-5,1,0,0,0.26227340611911282,-0.10383404148255689,9532.0377196939753]
[1,4,8,7.8185406879836583E-5,1,0,0,0.25537147437913615,-0.10383404148255689,9789.6603607667857]
[1,4,9,5.8447412729430593E-5,1,0,0,0.24882348785659419,-0.10383404148255689,10047.283001839596]
[1,4,10,1.9788162577081959E-5,1,0,0,0.24260290066017937,-0.10383404148255689,10304.905642912405]
[1,4,11,1.6474119462307896E-6,1,0,0,0.23668575674163839,-0.10383404148255689,10562.528283985215]
[1,5,1,2.7200415559205553E-6,1,0,0,0,0,0]
[1,5,2,5.7843422168713712E-6,1,0,0,0,0,0]
[1,5,3,1.1916213046464728E-5,1,0,0,0,0,0]
[1,5,4,2.3612264540503984E-5,1,0,0,0,0,0]
[1,5,5,4.4322613787769817E-5,1,0,0,0,0,0]
[1,5,6,7.6459561185599056E-5,1,0,0,0,0,0]
[1,5,7,1.1440508194181657E-4,1,0,0,0,0,0]
[1,5,8,1.3337707466444724E-4,1,0,0,0,0,0]
[1,5,9,9.9705881732354835E-5,1,0,0,0,0,0]
[1,5,10,3.375677562914024E-5,1,0,0,0,0,0]
[1,5,11,2.8103324510829183E-6,1,0,0,0,0,0]
[1,6,1,3.2510810365996501E-6,1,0,0,0,0,0]
[1,6,2,6.9136316132894205E-6,1,0,0,0,0,0]
[1,6,3,1.4242640587280176E-5,1,0,0,0,0,0]
[1,6,4,2.8222137015412916E-5,1,0,0,0,0,0]
[1,6,5,5.2975811661517613E-5,1,0,0,0,0,0]
[1,6,6,9.138692344466959E-5,1,0,0,0,0,0]
[1,6,7,1.367406286797672E-4,1,0,0,0,0,0]
[1,6,8,1.5941656377083119E-4,1,0,0,0,0,0]
[1,6,9,1.1917167244446829E-4,1,0,0,0,0,0]
[1,6,10,4.0347182514829352E-5,1,0,0,0,0,{"$f":"IF(H84>0,bat_data_lifetime_cycles/H84,)","v":0}]
[1,6,11,3.3589996146820428E-6,1,0,0,0,0,0]
[1,7,1,2.7200415559205553E-6,1,0,0,0,0,0]
[1,7,2,5.7843422168713712E-6,1,0,0,0,0,0]
[1,7,3,1.1916213046464728E-5,1,0,0,0,0,0]
[1,7,4,2.3612264540503984E-5,1,0,0,0,0,0]
[1,7,5,4.4322613787769817E-5,1,0,0,0,0,0]
[1,7,6,7.6459561185599056E-5,1,0,0,0,0,0]
[1,7,7,1.1440508194181657E-4,1,0,0,0,0,0]
[1,7,8,1.3337707466444724E-4,1,0,0,0,0,0]
[1,7,9,9.9705881732354835E-5,1,0,0,0,0,0]
[1,7,10,3.375677562914024E-5,1,0,0,0,0,0]
[1,7,11,2.8103324510829183E-6,1,0,0,0,0,0]
[1,8,1,1.5944835820904435E-6,1,0,0,0,0,0]
[1,8,2,3.3907712468284875E-6,1,0,0,0,0,0]
[1,8,3,6.9852631559702908E-6,1,0,0,0,0,0]
[1,8,4,1.3841467996641735E-5,1,0,0,0,0,0]
[1,8,5,2.598183834585453E-5,1,0,0,0,0,0]
[1,8,6,4.4820460459111522E-5,1,0,0,0,0,0]
[1,8,7,6.7064058071790087E-5,1,0,0,0,0,0]
[1,8,8,7.8185406879836583E-5,1,0,0,0,0,0]
[1,8,9,5.8447412729430593E-5,1,0,0,0,0,0]
[1,8,10,1.9788162577081959E-5,1,0,0,0,0,0]
[1,8,11,1.6474119462307896E-6,1,0,0,0,0,0]
[1,9,1,6.539020854634609E-7,1,0,0,0,0,0]
[1,9,2,1.3905645781086008E-6,1,0,0,0,0,0]
[1,9,3,2.8646755579706926E-6,1,0,0,0,0,0]
[1,9,4,5.676423947252903E-6,1,0,0,0,0,0]
[1,9,5,1.0655223088753698E-5,1,0,0,0,0,0]
[1,9,6,1.8380993630063716E-5,1,0,0,0,0,0]
[1,9,7,2.7503153952386518E-5,1,0,0,0,0,0]
[1,9,8,3.2064049568015176E-5,1,0,0,0,0,0]
[1,9,9,2.3969444090237376E-5,1,0,0,0,0,0]
[1,9,10,8.1151796870053578E-6,1,0,0,0,0,0]
[1,9,11,6.7560815260663385E-7,1,0,0,0,0,0]
[1,10,1,1.8838932733602843E-7,1,0,0,0,0,0]
[1,10,2,4.0062194525884529E-7,1,0,0,0,0,0]
[1,10,3,8.2531362630470903E-7,1,0,0,0,0,0]
[1,10,4,1.6353789242607528E-6,1,0,0,0,0,0]
[1,10,5,3.0697719963424019E-6,1,0,0,0,0,0]
[1,10,6,5.2955681021895459E-6,1,0,0,0,0,0]
[1,10,7,7.9236643954683497E-6,1,0,0,0,0,0]
[1,10,8,9.237659374501241E-6,1,0,0,0,0,0]
[1,10,9,6.905601846456697E-6,1,0,0,0,0,0]
[1,10,10,2.3379849620182453E-6,1,0,0,0,0,0]
[1,10,11,1.9464284981151454E-7,1,0,0,0,0,0]
[1,11,1,3.7541351461889728E-8,1,0,0,0,0,0]
[1,11,2,7.983408329433513E-8,1,0,0,0,0,0]
[1,11,3,1.6446467190854708E-7,1,0,0,0,0,0]
[1,11,4,3.2589072766065733E-7,1,0,0,0,0,0]
[1,11,5,6.1172992680736272E-7,1,0,0,0,0,0]
[1,11,6,1.0552762522479169E-6,1,0,0,0,0,0]
[1,11,7,1.5789910932998524E-6,1,0,0,0,0,0]
[1,11,8,1.8408379188317689E-6,1,0,0,0,0,0]
[1,11,9,1.376116309982313E-6,1,0,0,0,0,0]
[1,11,10,4.659028004021866E-7,1,0,0,0,0,0]
[1,11,11,3.878752441896124E-8,1,0,0,0,0,0]
[2,1,1,1.8838932733602843E-7,0.37978219833085214,816.15848500662082,837.16858160000004,71.811216895886503,-23.81978064436559,34.813502793366609]
[2,1,2,4.0062194525884529E-7,0.37995461114791712,815.94571904917404,837.16858160000004,69.633605729592176,-23.842546601812366,35.902205175303386]
[2,1,3,8.2531362630470903E-7,0.38012296275392859,815.73795772344488,837.16858160000004,67.586454442552764,-23.864777063665347,36.989660437432086]
[2,1,4,1.6353789242607528E-6,0.38020916401297955,815.63157474472155,837.16858160000004,65.629906658572807,-23.876160042388754,38.092389998446556]
[2,1,5,3.0697719963424019E-6,0.38029536378079304,815.52519176599799,837.16858160000004,63.785161605105984,-23.887543021112176,39.194068606073358]
[2,1,6,5.2955681021895468E-6,0.38038156205740725,815.41880878727466,837.16858160000004,62.042902387942874,-23.898925999835612,40.29469776200925]
[2,1,7,7.9236643954683497E-6,0.38046775884286116,815.31242580855121,837.16858160000004,60.394819344680471,-23.910308978558994,41.394278965091367]
[2,1,8,9.2376593745012393E-6,0.38055395413719345,815.20604282982777,837.16858160000004,58.833477514221343,-23.921691957282381,{"$f":"IF(H148>0,bat_data_lifetime_cycles/H148,)","v":42.492813711303995}]
[2,1,9,6.905601846456697E-6,0.3806401479404426,815.09965985110443,837.16858160000004,57.352204495580651,-23.933074936005816,43.590303493785328]
[2,1,10,2.3379849620182453E-6,0.38072634025264751,814.99327687238099,837.16858160000004,55.944995127871991,-23.944457914729249,44.686749802834306]
[2,1,11,1.9464284981151457E-7,0.38081253107384683,814.88689389365766,837.16858160000004,54.60643011956374,-23.955840893452663,45.782154125917302]
[2,2,1,9.4537189717716096E-7,0.75643935523974892,324.89906361129266,761.51202848000003,126.1769965420071,-41.852909752983557,19.813437223223925]
[2,2,2,2.0103937616625695E-6,0.75761344288737908,323.37247554050236,761.51202848000003,122.71102417219137,-42.016254676558077,20.373067675581726]
[2,2,3,4.1415738338199945E-6,0.75875862297027818,321.88311383837475,761.51202848000003,119.44383001610304,-42.175616378685795,20.93034022488192]
[2,2,4,8.206628783563051E-6,0.75990352953293128,320.39375213624709,761.51202848000003,116.3688237515493,-42.334978080813364,21.483417288272761]
[2,2,5,1.5404674018009144E-5,0.76098621185899684,318.98500804804485,761.51202848000003,113.44649852670572,-42.485713698251011,22.036819403566614]
[2,2,6,2.6574123567351179E-5,0.76204885448627768,317.6020293246408,761.51202848000003,110.67936765746511,-42.633692421655226,22.58776909294512]
[2,2,7,3.9762388602713901E-5,0.76311126151485853,316.21905060123652,761.51202848000003,108.06181142980505,-42.781671145059477,23.134907391627003]
[2,2,8,4.6356254315678957E-5,0.76415877939142651,314.85515342558517,761.51202848000003,105.57699985945521,-42.927608142854183,23.679399900811884]
[2,2,9,3.4653565629491794E-5,0.76513903942316086,313.5785576809044,761.51202848000003,103.19722954118225,-43.064203887535101,24.225456546799457]
[2,2,10,1.1732433627582467E-5,0.76604453992172739,312.39908938208652,761.51202848000003,100.91216587735724,-43.190406995508603,24.7740198445285]
[2,2,11,9.7675320996323666E-7,0.76694276563112995,311.22887661612901,761.51202848000003,98.73631128667958,-43.315619761466053,25.319965546831934]
[2,3,1,3.2813995561439136E-6,0.91851285400464944,108.65317513061797,685.85547536000001,124.43621430475069,-41.275492284885573,20.090614408096435]
[2,3,2,6.9781058828722518E-6,0.92002190569819797,106.65811173140092,685.85547536000001,121.17103991998256,-41.488964068601803,20.631992608554974]
[2,3,3,1.4375462799998386E-5,0.92128566654094401,104.9868470506585,685.85547536000001,118.00563406808682,-41.667789389441232,21.185429151268757]
[2,3,4,2.8485327444396388E-5,0.92242658452001458,103.47765129665729,685.85547536000001,114.97876122902582,-41.829273335119396,21.743146066952818]
[2,3,5,5.346984677265493E-5,0.92347782715268445,102.08675373604683,685.85547536000001,112.09105306837088,-41.978099374104737,22.303296575107595]
[2,3,6,9.2239168034501565E-5,0.9245228521934209,100.70377501264259,685.85547536000001,109.36157346186178,-42.126078097508994,22.859949074085311]
[2,3,7,1.3801582710652144E-4,0.92549385371011161,99.418483490935529,685.85547536000001,106.75323134713767,-42.263604290331635,23.418494863828133]
[2,3,8,1.6090323055949435E-4,0.92642065714567901,98.191448742035718,685.85547536000001,104.26683966666029,-42.394897008463936,23.976942314473778]
[2,3,9,1.2028302852555484E-4,0.92716341059315888,97.207911340336125,685.85547536000001,101.84552003461762,-42.500135510445773,24.54698055594632]
[2,3,10,4.0723447156608707E-5,0.92788634828657901,96.250464531825514,685.85547536000001,99.538743735879848,-42.602582318956408,25.115848424143284]
[2,3,11,3.3903245476260172E-6,0.92860917500871298,95.293017723314861,685.85547536000001,97.344493110251207,-42.705029127467057,25.681986932414656]
[2,4,1,8.0014085210356813E-6,0.98221131901286984,23.571146393980083,610.19892224,99.372074591191591,-32.961717141898347,25.15797330673422]
[2,4,2,1.7015506620448411E-5,0.98326295593488988,22.180150919183752,610.19892224,96.701383346090751,-33.110553657701537,25.852784246659539]
[2,4,3,3.505332056450546E-5,0.9841153471462657,21.052467551190695,610.19892224,94.112760628934353,-33.231215778076781,26.563879151913767]
[2,4,4,6.9459003037693076E-5,0.98475854493238779,20.201403721403452,610.19892224,91.595051148608945,-33.322279607864012,27.294051028410475]
[2,4,5,1.3038158879010638E-4,0.98539764943431518,19.355640179519909,610.19892224,89.219696413472576,-33.412776306845572,28.020718524015159]
[2,4,6,2.2491721975845057E-4,0.98596029816760689,18.610959328456069,610.19892224,86.948227305060499,-33.492457157909428,28.75274260887084]
[2,4,7,3.3653963686934666E-4,0.98645216637342725,17.959885075991423,610.19892224,84.774241229914182,-33.562122102923126,29.490089958101898]
[2,4,8,3.9234858725154361E-4,0.98693433220301996,17.321587203650989,610.19892224,82.711313269216561,-33.63041997526355,30.225611239695407]
[2,4,9,2.9329974387859719E-4,0.98736550498970577,16.750738928406687,610.19892224,80.736881717504431,-33.691500740714716,30.964782721574682]
[2,4,10,9.9300597659538573E-5,0.98776723488166029,16.218824034789662,610.19892224,78.85143839797108,-33.748415634331757,31.705192077565542]
[2,4,11,8.267012675630872E-6,0.98816893028492425,15.686909141172638,610.19892224,77.057967923293006,-33.805330527948776,32.443108316697547]
[2,5,1,1.3649663080619516E-5,0.99982984539205066,0.22373469818066413,265.15069781528189,68.700702888121299,-22.788023147989737,36.389729579204392]
[2,5,2,2.9026880942845428E-5,0.99994489597892822,7.2456652463779844E-2,129.61478385380582,66.601080312154025,-22.804209898881442,37.536928654650893]
[2,5,3,5.9797723651350272E-5,1,0,0,64.604822318592923,-22.811962760695071,38.696801729002097]
[2,5,4,1.1849063660325637E-4,1,0,0,62.704680485693125,-22.811962760695071,39.869432084426407]
[2,5,5,2.2241893464408128E-4,1,0,0,60.913118186101897,-22.811962760695071,41.04206243985071]
[2,5,6,3.8368797976773348E-4,1,0,0,59.221087125376847,-22.811962760695071,42.214692795275013]
[2,5,7,5.7410550210802496E-4,1,0,0,57.620517203069362,-22.811962760695071,43.387323150699324]
[2,5,8,6.6931041104340797E-4,1,0,0,56.104187802988591,-22.811962760695071,44.559953506123627]
[2,5,9,5.0034224287508981E-4,1,0,0,54.665618884963237,-22.811962760695071,45.732583861547937]
[2,5,10,1.693976377025947E-4,1,0,0,53.298978412839162,-22.811962760695071,46.90521421697224]
[2,5,11,1.4102759209070645E-5,1,0,0,51.999003329599176,-22.811962760695071,48.07784457239655]
[2,6,1,1.6314515747300061E-5,1,0,0,42.163887049576857,-13.985761334344637,59.292446093987181]
[2,6,2,3.4693860459416001E-5,1,0,0,40.846265579277578,-13.985761334344637,61.205105645406128]
[2,6,3,7.1472160037987795E-5,1,0,0,39.608499955663106,-13.985761334344637,63.117765196825069]
[2,6,4,1.4162381484098118E-4,1,0,0,38.443544074614195,-13.985761334344637,65.030424748244002]
[2,6,5,2.65842254883252E-4,1,0,0,37.345157101053793,-13.985761334344637,66.943084299662942]
[2,6,6,4.5859619764961474E-4,1,0,0,36.307791626024517,-13.985761334344637,68.855743851081883]
[2,6,7,6.8618933664755903E-4,1,0,0,35.326499960456289,-13.985761334344637,70.768403402500823]
[2,6,8,7.9998130183180744E-4,1,0,0,34.396855224654807,-13.985761334344637,72.681062953919763]
[2,6,9,5.9802511990314998E-4,1,0,0,33.514884577868784,-13.985761334344637,74.593722505338704]
[2,6,10,2.0246949771078005E-4,1,0,0,32.677012463422066,-13.985761334344637,76.506382056757644]
[2,6,11,1.685607079367716E-5,1,0,0,31.880012159436159,-13.985761334344637,78.419041608176599]
[2,7,1,1.3649663080619516E-5,1,0,0,24.253541923291102,-8.0448998559556788,103.07772810697006]
[2,7,2,2.9026880942845428E-5,1,0,0,23.495618738188256,-8.0448998559556788,106.4028161104207]
[2,7,3,5.9797723651350272E-5,1,0,0,22.78363029157649,-8.0448998559556788,109.72790411387136]
[2,7,4,1.1849063660325637E-4,1,0,0,22.11352351829483,-8.0448998559556788,113.05299211732199]
[2,7,5,2.2241893464408128E-4,1,0,0,21.481708560629265,-8.0448998559556788,116.37808012077264]
[2,7,6,3.8368797976773348E-4,1,0,0,20.884994433945117,-8.0448998559556788,{"$f":"IF(H212>0,bat_data_lifetime_cycles/H212,)","v":119.7031681242233}]
[2,7,7,5.7410550210802496E-4,1,0,0,20.320535124919573,-8.0448998559556788,123.02825612767394]
[2,7,8,6.6931041104340797E-4,1,0,0,19.785784200579585,-8.0448998559556788,126.35334413112459]
[2,7,9,5.0034224287508981E-4,1,0,0,19.278456400564721,-8.0448998559556788,129.67843213457525]
[2,7,10,1.693976377025947E-4,1,0,0,18.796494990550606,-8.0448998559556788,133.00352013802586]
[2,7,11,1.4102759209070645E-5,1,0,0,18.3380438932201,-8.0448998559556788,136.32860814147656]
[2,8,1,8.0014085210356813E-6,1,0,0,12.047885586324723,-3.9962836489839049,207.50529062441399]
[2,8,2,1.7015506620448411E-5,1,0,0,11.671389161752074,-3.9962836489839049,214.19900967681446]
[2,8,3,3.505332056450546E-5,1,0,0,11.317710702305041,-3.9962836489839049,220.89272872921492]
[2,8,4,6.9459003037693076E-5,1,0,0,10.984836858119598,-3.9962836489839049,227.58644778161539]
[2,8,5,1.3038158879010638E-4,1,0,0,10.670984376459041,-3.9962836489839049,234.2801668340158]
[2,8,6,2.2491721975845057E-4,1,0,0,10.374568143779621,-3.9962836489839049,240.97388588641627]
[2,8,7,3.3653963686934666E-4,1,0,0,10.094174410163957,-3.9962836489839049,247.66760493881671]
[2,8,8,3.9234858725154361E-4,1,0,0,9.8285382414754316,-3.9962836489839049,254.36132399121715]
[2,8,9,2.9329974387859719E-4,1,0,0,9.5765244404119585,-3.9962836489839049,261.05504304361762]
[2,8,10,9.9300597659538573E-5,1,0,0,9.3371113294016599,-3.9962836489839049,267.74876209601808]
[2,8,11,8.267012675630872E-6,1,0,0,9.1093769067333259,-3.9962836489839049,274.44248114841855]
[2,9,1,3.2813995561439136E-6,1,0,0,5.0297085067361786,-1.6683543116843891,497.04669697096853]
[2,9,2,6.9781058828722518E-6,1,0,0,4.8725301159006733,-1.6683543116843891,513.08046138938687]
[2,9,3,1.4375462799998386E-5,1,0,0,4.7248776881461074,-1.6683543116843891,529.11422580780516]
[2,9,4,2.8485327444396388E-5,1,0,0,4.5859106973182806,-1.6683543116843891,545.14799022622356]
[2,9,5,5.346984677265493E-5,1,0,0,4.4548846773949018,-1.6683543116843891,561.18175464464184]
[2,9,6,9.2239168034501565E-5,1,0,0,4.3311378808005987,-1.6683543116843891,577.21551906306013]
[2,9,7,1.3801582710652144E-4,1,0,0,4.2140801002384203,-1.6683543116843891,593.24928348147853]
[2,9,8,1.6090323055949435E-4,1,0,0,4.1031832554953036,-1.6683543116843891,609.28304789989693]
[2,9,9,1.2028302852555484E-4,1,0,0,3.9979734284313215,-1.6683543116843891,625.31681231831521]
[2,9,10,4.0723447156608707E-5,1,0,0,3.8980240927205387,-1.6683543116843891,641.3505767367335]
[2,9,11,3.3903245476260172E-6,1,0,0,3.8029503343615008,-1.6683543116843891,657.3843411551519]
[2,10,1,9.4537189717716096E-7,1,0,0,1.6538100330074741,-0.54856878794857999,1511.6609224178662]
[2,10,2,2.0103937616625695E-6,1,0,0,1.6021284694759903,-0.54856878794857999,1560.424177979733]
[2,10,3,4.1415738338199945E-6,1,0,0,1.5535791219161119,-0.54856878794857999,1609.1874335415996]
[2,10,4,8.206628783563051E-6,1,0,0,1.5078856183303437,-0.54856878794857999,1657.9506891034664]
[2,10,5,1.5404674018009144E-5,1,0,0,1.4648031720923342,-0.54856878794857999,1706.7139446653327]
[2,10,6,2.6574123567351179E-5,1,0,0,1.4241141950897693,-0.54856878794857999,1755.4772002271995]
[2,10,7,3.9762388602713901E-5,1,0,0,1.3856246222495052,-0.54856878794857999,1804.2404557890661]
[2,10,8,4.6356254315678957E-5,1,0,0,1.349160816400834,-0.54856878794857999,1853.0037113509329]
[2,10,9,3.4653565629491794E-5,1,0,0,1.3145669493136332,-0.54856878794857999,1901.7669669127995]
[2,10,10,1.1732433627582467E-5,1,0,0,1.2817027755807924,-0.54856878794857999,1950.5302224746661]
[2,10,11,9.7675320996323666E-7,1,0,0,1.2504417322739436,-0.54856878794857999,1999.2934780365331]
[2,11,1,1.8838932733602845E-7,1,0,0,0.18476564717720126,-6.1286765168677697E-2,13530.653767052007]
[2,11,2,4.0062194525884539E-7,1,0,0,0.17899172070291369,-6.1286765168677697E-2,13967.126469214976]
[2,11,3,8.2531362630470914E-7,1,0,0,0.17356772916646176,-6.1286765168677697E-2,14403.599171377944]
[2,11,4,1.6353789242607532E-6,1,0,0,0.16846279595568348,-6.1286765168677697E-2,14840.071873540912]
[2,11,5,3.0697719963424024E-6,1,0,0,0.16364957321409254,-6.1286765168677697E-2,15276.544575703878]
[2,11,6,5.2955681021895476E-6,1,0,0,0.15910375173592331,-6.1286765168677697E-2,15713.017277866846]
[2,11,7,7.9236643954683514E-6,1,0,0,0.15480365033765509,-6.1286765168677697E-2,16149.489980029815]
[2,11,8,9.237659374501241E-6,1,0,0,0.15072987006561153,-6.1286765168677697E-2,16585.962682192785]
[2,11,9,6.9056018464566987E-6,1,0,0,0.14686500160239072,-6.1286765168677697E-2,17022.435384355751]
[2,11,10,2.3379849620182457E-6,1,0,0,0.14319337656233097,-6.1286765168677697E-2,17458.908086518717]
[2,11,11,1.9464284981151459E-7,1,0,0,0.1397008551827619,-6.1286765168677697E-2,17895.380788681687]
[3,1,1,6.53902085463461E-7,0.25527228982281969,1601.0654541512511,1402.3685816000002,82.231905784913778,-27.587040710161201,30.401824889465818]
[3,1,2,1.3905645781086005E-6,0.25537911913864841,1600.8526881938044,1402.3685816000002,79.728648090837339,-27.609806667608041,31.35635759371803]
[3,1,3,2.8646755579706926E-6,0.25548594619247689,1600.639922236358,1402.3685816000002,77.377102984280683,-27.632572625054827,32.309299567701316]
[3,1,4,5.6764239472529021E-6,0.25559277098437699,1600.4271562789111,1402.3685816000002,75.163884060462664,-27.655338582501646,33.26065478453684]
[3,1,5,1.0655223088753698E-5,0.25569568542964871,1600.2143903214644,1402.3685816000002,73.077134789434254,-27.705361345139938,34.210427204125395]
[3,1,6,1.8380993630063716E-5,0.25577515828626768,1600.0289561515101,1402.3685816000002,71.098723870270575,-27.820202801325017,35.162375130130251]
[3,1,7,2.7503153952386518E-5,0.25581493936413124,1599.9225731727868,1402.3685816000002,69.205888895053334,-27.926585780048416,36.124093482725193]
[3,1,8,3.2064049568015169E-5,0.25585471650663782,1599.8161901940634,1402.3685816000002,67.412676813268618,-28.032968758771837,37.085013059560531]
[3,1,9,2.3969444090237373E-5,0.2558944897143714,1599.7098072153401,1402.3685816000002,65.711424325421575,-28.139351737495229,38.04513485538363]
[3,1,10,8.1151796870053578E-6,0.25593425898791616,1599.6034242366165,1402.3685816000002,64.095234461966896,-28.245734716218649,39.004459863290784]
[3,1,11,6.7560815260663385E-7,0.25597402432785527,1599.4970412578932,1402.3685816000002,62.557883128436814,-28.352117694942027,39.962989074730693]
[3,2,1,3.2813995561439136E-6,0.55035999760375931,978.2253214345161,1326.7120284800001,159.28403014941281,-52.834512800559985,15.695233211106794]
[3,2,2,6.9781058828722509E-6,0.55141829140310772,976.02837404979016,1326.7120284800001,154.99295026497057,-53.069586170725628,16.129765874680665]
[3,2,3,1.4375462799998388E-5,0.55240574321892322,973.97806169948717,1326.7120284800001,150.91750096915408,-53.288969592208026,16.565341885106971]
[3,2,4,2.8485327444396385E-5,0.5532984345519264,972.12415100776059,1326.7120284800001,147.02401879115743,-53.487338036222766,{"$f":"IF(H276>0,bat_data_lifetime_cycles/H276,)","v":17.004024380201198}]
[3,2,5,5.346984677265493E-5,0.5540170839920513,970.63143893872632,1326.7120284800001,143.24982170256266,-53.647058227609406,17.452028702631722]
[3,2,6,9.2239168034501551E-5,0.55468280941930037,969.24846021532176,1326.7120284800001,139.65482074510379,-53.795036951013621,17.901279645498011]
[3,2,7,1.3801582710652144E-4,0.55534844432974129,967.86548149191719,1326.7120284800001,136.25414416372374,-53.943015674417914,18.348065780634062]
[3,2,8,1.6090323055949435E-4,0.55599894601146971,966.51376312920979,1326.7120284800001,133.02422414960142,-54.087649539227655,18.793569486926344]
[3,2,9,1.2028302852555483E-4,0.55661321627921767,965.2371673845289,1326.7120284800001,129.94067884952983,-54.224245283908459,19.239548555037011]
[3,2,10,4.0723447156608707E-5,0.55720479541781409,964.00757760280601,1326.7120284800001,126.99955932372225,-54.355811390552773,19.685107675275411]
[3,2,11,3.3903245476260172E-6,0.55776774073863156,962.83736483684845,1326.7120284800001,124.18742684410887,-54.481024156510188,20.130862387045212]
[3,3,1,1.1389785415890829E-5,0.73156076754235388,586.76183809651025,1251.0554753599999,190.19429915100685,-63.087449028388903,13.144452862990901]
[3,3,2,2.4221106651418902E-5,0.73378247802247409,582.04006343247875,1251.0554753599999,185.72628188504788,-63.592678917440253,13.460668972780775]
[3,3,3,4.9897439718834979E-5,0.73584093075706802,577.66331001093079,1251.0554753599999,181.42450165263671,-64.060991533545788,13.779836666089398]
[3,3,4,9.8872984390332389E-5,0.73774605498851131,573.61089791851293,1251.0554753599999,177.28037280768214,-64.494599627434567,14.101955904120633]
[3,3,5,1.8559461307320079E-4,0.73947661130151998,569.92841812018537,1251.0554753599999,173.26735638412791,-64.888624965855627,14.428568959392351]
[3,3,6,3.2016348904729164E-4,0.74108443684640046,566.50591000768077,1251.0554753599999,169.4050709602644,-65.254833333893686,14.757527539340302]
[3,3,7,4.7905493611611428E-4,0.742544544830402,563.39684889521936,1251.0554753599999,165.66684231605763,-65.587502872926933,15.090527259706706]
[3,3,8,5.5849744520288251E-4,0.74388993999638775,560.53121292185915,1251.0554753599999,162.0613033007298,-65.894125922076512,15.426261230053564]
[3,3,9,4.1750413524449829E-4,0.74513472723758556,557.87915234874197,1251.0554753599999,158.58590079894637,-66.177896403400183,15.764327013972542]
[3,3,10,1.4135167527547514E-4,0.74631367001309801,555.36674141003311,1251.0554753599999,155.24935601365004,-66.446724373842017,16.10312637805848]
[3,3,11,1.1767865639948278E-5,0.74741786669997479,553.01305997394081,1251.0554753599999,152.03685499772976,-66.698568287503861,16.443381442199197]
[3,4,1,2.7773004938957178E-5,0.83427152140561334,362.06180337249975,1175.39892224,186.70068594571364,-61.928617528193712,13.390416791114077]
[3,4,2,5.9061070081121654E-5,0.83809734507686751,353.84597413589324,1175.39892224,183.43373614634945,-62.807711256510643,13.628899746148212]
[3,4,3,1.2167058369853706E-4,0.8416501338737602,346.21055500610191,1175.39892224,180.18890145397262,-63.624701103398223,13.87432843991559]
[3,4,4,2.4109320619605058E-4,0.84495950800648756,339.09312961373786,1175.39892224,176.98258829131575,-64.386265620381209,14.125683346233846]
[3,4,5,4.5255638427870256E-4,0.84815067654234011,332.22522993905528,1175.39892224,173.88819996147328,-65.121130885572271,14.377053765315305]
[3,4,6,7.8069092945143347E-4,0.85107893957293868,325.91908276297829,1175.39892224,170.80967973367603,-65.795888633412517,14.636172867357187]
[3,4,7,1.1681339569595437E-3,0.85366570906251171,320.34512075408287,1175.39892224,167.69967812165663,-66.392302568364485,14.90760166031083]
[3,4,8,1.3618476325615173E-3,0.85597550676903644,315.36540847939693,1175.39892224,164.59697929600409,-66.925131781755837,15.188614096642127]
[3,4,9,1.0180476617235366E-3,0.85812413963315548,310.73097605998782,1175.39892224,161.56485993441669,-67.421016050632772,15.473661791399529]
[3,4,10,3.4467381361535487E-4,0.86013526615263014,306.39123175173575,1175.39892224,158.61067451311919,-67.885368691615653,15.761864752635026]
[3,4,11,2.8694920808892666E-5,0.86174624349336504,302.91362865932746,1175.39892224,155.59031735241089,-68.257472222503409,16.067837912673699]
[3,5,1,4.7378178374034401E-5,0.89473246065698187,229.29152641883044,1099.7423691200001,167.13552651585434,-55.438854145309129,14.957920988526949]
[3,5,2,1.0075272443205044E-4,0.89910913103219159,219.86017016793716,1099.7423691200001,164.85984014063789,-56.448009264154699,15.164396604214291]
[3,5,3,2.075587654275129E-4,0.90326478039119074,210.89700374968575,1099.7423691200001,162.58019844493728,-57.407068070907684,15.377026377826084]
[3,5,4,4.1128271690550578E-4,0.90699218968097972,202.85077809475871,1099.7423691200001,160.16496485977055,-58.268014215984863,15.608906743049758]
[3,5,5,7.7201934561242701E-4,0.91036442350746372,195.56577962030937,1099.7423691200001,157.67025114219109,-59.047509052750961,15.855876310778726]
[3,5,6,1.3317865384691618E-3,0.91337443332476043,189.05888979343172,1099.7423691200001,155.09799134015182,-59.743746264226914,16.118841890847875]
[3,5,7,1.9927285181865506E-3,0.91618404960364386,182.98145230305042,1099.7423691200001,152.54870440943995,-60.394032075697702,16.388208668688609]
[3,5,8,2.323186136882554E-3,0.91883154186128047,177.25138765599985,1099.7423691200001,150.04217656894178,-61.007148992932159,16.661981698534568]
[3,5,9,1.7366951763562897E-3,0.92119684801987711,172.12934585139888,1099.7423691200001,147.5082853247639,-61.55520746602447,16.948200533250294]
[3,5,10,5.8798165550393369E-4,0.92332183744147733,167.52551410773467,1099.7423691200001,144.97153612756082,-62.04781746259652,17.244764501910524]
[3,5,11,4.8950881602498832E-5,0.92530775093740636,163.22111558645241,1099.7423691200001,142.485498300372,-62.508388104373736,17.54564520474764]
[3,6,1,5.662792060113572E-5,0.93249348953369549,146.47369418384153,1024.085816,141.78894889301753,-47.031394347814079,17.631839572252545]
[3,6,2,1.2042289246420481E-4,0.93590601558423703,139.11972675832857,1024.085816,139.65615906058355,-47.818268862343999,17.90110809875193]
[3,6,3,2.4808090332026199E-4,0.93930979116393709,131.77930122641374,1024.085816,137.64852561387349,-48.60369439425898,18.162199622921548]
[3,6,4,4.9157831383210137E-4,0.94268473303177924,124.49581025021455,1024.085816,135.74224279470045,-49.383027928712259,18.417258684763702]
[3,6,5,9.2274231948607035E-4,0.94592430872113664,117.49953449414768,1024.085816,133.86282893087088,-50.131629434611469,18.675834210040819]
[3,6,6,1.5917940483635177E-3,0.94909828167016441,110.64025771534314,1024.085816,132.0497716769035,-50.865572049943538,18.932255378047493]
[3,6,7,2.3817731322766725E-3,0.95216998236640826,103.99758795328651,1024.085816,130.27617508078629,-51.576337714483579,19.190001536733106]
[3,6,8,2.7767466925901142E-3,0.95500901174815811,97.854214453614105,1024.085816,128.46453192067943,-52.2336786789485,19.460624365514583]
[3,6,9,2.0757538582145568E-3,0.95766891682606503,92.095076555373026,1024.085816,126.64727158892896,-52.849906434060316,19.73986465428554]
[3,6,10,7.0277456089466413E-4,0.96017336519398389,86.669544640479344,1024.085816,124.83747277792918,-53.430438348953928,20.026038210875981]
[3,6,11,5.8507666015734493E-5,0.96254135701945998,81.536962644803339,1024.085816,123.04450563594945,-53.979624622491244,20.317851553621786]
[3,7,1,4.7378178374034401E-5,0.96051009647756624,85.375894327794072,948.42926288000001,118.26251901137611,-39.227677556073338,21.139411039938324]
[3,7,2,1.0075272443205044E-4,0.96302901927694262,79.951522939811923,948.42926288000001,116.26193135101499,-39.808085294587435,21.503169360330556]
[3,7,3,2.075587654275129E-4,0.96543809336067032,74.760979706602868,948.42926288000001,114.31173441104757,-40.363473420540835,21.870020719048679]
[3,7,4,4.1128271690550578E-4,0.96769368564693103,69.89870801857623,948.42926288000001,112.37970448367165,-40.883736491159709,22.246009735354313]
[3,7,5,7.7201934561242701E-4,0.9698942174021985,65.152873164473476,948.42926288000001,110.52480859959607,-41.391540820548691,22.619356067440741]
[3,7,6,1.3317865384691618E-3,0.97194820415408667,60.721077905817793,948.42926288000001,108.68572926590051,-41.865742913224892,23.002099879034994]
[3,7,7,1.9927285181865506E-3,0.97396018172484766,56.378040569675235,948.42926288000001,106.92207099821204,-42.330447908192085,23.38151493569373]
[3,7,8,2.323186136882554E-3,0.97592472711149758,52.135590225194214,948.42926288000001,105.22476658891199,-42.784390095051556,23.758665198725527]
[3,7,9,1.7366951763562897E-3,0.97784517259408543,47.986654054981486,948.42926288000001,103.59052543796874,-43.228326265264272,24.133481217807223]
[3,7,10,5.8798165550393369E-4,0.97976483101020917,43.83771788476875,948.42926288000001,102.03799634457269,-43.672262435477009,24.500677096380212]
[3,7,11,4.8950881602498832E-5,0.98161224161679794,39.843323855492606,914.73176216000002,100.52350717257727,-44.099662596609605,24.869804788128185]
[3,8,1,2.7773004938957178E-5,0.97923256143965753,44.747075664551133,872.77270976,96.276079743694467,-31.934775650983479,25.966990000584602]
[3,8,2,5.9061070081121654E-5,0.9812114558950914,40.491756515615002,841.91024569454044,94.597239485746528,-32.390094799919694,{"$f":"IF(H340>0,bat_data_lifetime_cycles/H340,)","v":26.427832499030675}]
[3,8,3,1.2167058369853706E-4,0.98310354348879148,36.421420478271408,833.93491232000008,92.964091633858374,-32.825620755915374,26.892103779664932]
[3,8,4,2.4109320619605058E-4,0.98483704408796779,32.690798908659573,833.93491232000008,91.327095282748417,-33.224797263863827,27.374132422147092]
[3,8,5,4.5255638427870256E-4,0.986451907925192,29.214249116920069,833.93491232000008,89.711049643738278,-33.596788091579938,27.867247233512856]
[3,8,6,7.8069092945143347E-4,0.98798178602454123,25.919553526400904,833.93491232000008,88.134269262111971,-33.949320519765486,28.365810721876883]
[3,8,7,1.1681339569595437E-3,0.98941420516082124,22.833765707547006,832.09883888000002,86.586258692555901,-34.279499816382881,28.872941708647044]
[3,8,8,1.3618476325615173E-3,0.99068399775229343,20.09752586617164,831.79667952,85.027736053640055,-34.572277479410019,29.402170586111641]
[3,8,9,1.0180476617235366E-3,0.99187361934078566,17.533370219791909,829.95417600000007,83.505013500054346,-34.846642133572615,29.938322206227451]
[3,8,10,3.4467381361535487E-4,0.99304654886829347,15.004554646720065,828.01720688,82.049592055820952,-35.117225399891304,30.469377572275683]
[3,8,11,2.8694920808892666E-5,0.99405372308480044,12.832598414366581,822.10079344000007,80.578127916009123,-35.349624716753162,31.025789065314139]
[3,9,1,1.1389785415890829E-5,0.99227411525163378,16.597978652733826,751.05897932000005,77.237308491029765,-25.619615226474597,32.367777293668212]
[3,9,2,2.4221106651418902E-5,0.99336428995294401,14.25755312081893,750.71682827999996,75.555025579408493,-25.8700407583895,33.08846738953843]
[3,9,3,4.9897439718834979E-5,0.99439019910644022,12.054596751999423,748.63046400000007,73.933041885735392,-26.105757089853178,33.81438036681606]
[3,9,4,9.8872984390332389E-5,0.99531363139278872,10.071277735708215,739.73766316000012,72.341869776240557,-26.31797222459635,34.55813359169052]
[3,9,5,1.8559461307320079E-4,0.99616507811286503,8.2422199180540314,739.73766316000012,70.797547159106344,-26.513681411085329,35.311957833534031]
[3,9,6,3.2016348904729164E-4,0.99699794844399603,6.4527451212511409,720.76631732611099,69.328024959354181,-26.705155214343243,36.060453207280993]
[3,9,7,4.7905493611611428E-4,0.9977420196352742,4.8537912302842239,720.76631732611099,67.886444255308632,-26.876243280676711,36.826203337413759]
[3,9,8,5.5849744520288251E-4,0.99832650867598327,3.5975890444343506,636.18275645838753,66.430538402760988,-27.010656914562656,37.633294266603372]
[3,9,9,4.1750413524449829E-4,0.99887092258112142,2.4273762784769048,636.18275645838753,65.027245819602371,-27.135869680520106,38.445423429672282]
[3,9,10,1.4135167527547514E-4,0.99938272039018949,1.3271471963273929,543.51278119356493,63.676621944649703,-27.253594192310093,39.260876655377558]
[3,9,11,1.1767865639948278E-5,0.99969149207840924,0.66331196331654652,435.43480856639258,62.285444636977971,-27.324624562242267,40.137788444329189]
[3,10,1,3.2813995561439136E-6,0.99879533533904907,2.5810189690809482,550.54503305838739,59.634350911702789,-19.780714197411815,41.922146577928025]
[3,10,2,6.9781058828722509E-6,0.99929190481958075,1.5171891818469052,550.54503305838739,58.103224254222688,-19.894543984645853,43.026872124369433]
[3,10,3,1.4375462799998388E-5,0.99965272483153833,0.74411249258207124,455.31233299356472,56.576786152356803,-19.977263190397178,44.187734405197531]
[3,10,4,2.8485327444396385E-5,0.9998533339809661,0.31427055401410436,344.17332788639249,55.039187129807473,-20.023256277823961,45.422182455272484]
[3,10,5,5.346984677265493E-5,0.99994156215205432,0.12521965445847905,239.19016038510574,53.520653468828876,-20.043484724076421,46.7109393844758]
[3,10,6,9.2239168034501551E-5,0.99999120929578,1.883667573507487E-2,75.34670294029948,52.063519477673459,-20.054867702799822,48.018267398770107]
[3,10,7,1.3801582710652144E-4,1,0,0,50.661488323070138,-20.056883227103469,49.347148746547077]
[3,10,8,1.6090323055949435E-4,1,0,0,49.328291261936712,-20.056883227103469,50.680855469426731]
[3,10,9,1.2028302852555483E-4,1,0,0,48.063463280861413,-20.056883227103469,52.014562192306379]
[3,10,10,4.0723447156608707E-5,1,0,0,46.861876698839879,-20.056883227103469,53.348268915186026]
[3,10,11,3.3903245476260172E-6,1,0,0,45.718904096429142,-20.056883227103469,54.681975638065687]
[3,11,1,6.5390208546346111E-7,1,0,0,43.11144397692609,-14.300065967146361,57.989242980078295]
[3,11,2,1.390564578108601E-6,1,0,0,41.764211352647152,-14.300065967146361,59.859863721371141]
[3,11,3,2.864675557970693E-6,1,0,0,40.498629190445719,-14.300065967146361,61.730484462663995]
[3,11,4,5.6764239472529038E-6,1,0,0,39.307493037785555,-14.300065967146361,63.601105203956834]
[3,11,5,1.06552230887537E-5,1,0,0,38.184421808134537,-14.300065967146361,65.471725945249688]
[3,11,6,1.8380993630063716E-5,1,0,0,37.123743424575245,-14.300065967146361,67.342346686542541]
[3,11,7,2.7503153952386525E-5,1,0,0,36.120399007694836,-14.300065967146361,69.21296742783538]
[3,11,8,3.2064049568015176E-5,1,0,0,35.169862191702862,-14.300065967146361,71.083588169128234]
[3,11,9,2.3969444090237379E-5,1,0,0,34.26807085345407,-14.300065967146361,72.954208910421087]
[3,11,10,8.1151796870053595E-6,1,0,0,33.411369082117723,-14.300065967146361,74.824829651713927]
[3,11,11,6.7560815260663395E-7,1,0,0,32.59645764109046,-14.300065967146361,76.69545039300678]
[4,1,1,1.5944835820904435E-6,0.18617942044584423,2425.2865918717057,1967.5685816,82.159375300067481,-28.908586083152283,30.428663690167404]
[4,1,2,3.3907712468284875E-6,0.1862493661462957,2425.073825914259,1967.5685816,79.658384183642497,-29.026352040599061,31.384015952878997]
[4,1,3,6.9852631559702908E-6,0.1863193063230838,2424.8610599568124,1967.5685816,77.308968286394759,-29.1441179980459,32.337774716364478]
[4,1,4,1.3841467996641733E-5,0.1863892409768628,2424.6482939993657,1967.5685816,75.097753324279282,-29.261883955492699,33.289943964165758]
[4,1,5,2.598183834585453E-5,0.18645272449086034,2424.4532141818563,1967.5685816,73.007840320016811,-29.377757495966176,34.242897598966046]
[4,1,6,4.4820460459111522E-5,0.1864838793269056,2424.3468312031328,1967.5685816,71.009395582995083,-29.484140474689582,35.20660863924725]
[4,1,7,6.7064058071790087E-5,0.18651503194077168,2424.2404482244096,1967.5685816,69.118974885812364,-29.590523453412988,36.169517909229874]
[4,1,8,7.8185406879836583E-5,0.18654618233269671,2424.1340652456861,1967.5685816,67.328050014797142,-29.696906432136391,37.131626409060679]
[4,1,9,5.8447412729430593E-5,0.18657733050291805,2424.027682266963,1967.5685816,65.628967444859612,-29.803289410859797,38.092935137223655]
[4,1,10,1.9788162577081959E-5,0.18660847645167405,2423.9212992882385,1967.5685816,64.014839003418984,-29.909672389583232,39.053445090543413]
[4,1,11,1.64741194623079E-6,0.18663962017920152,2423.814916309515,1967.5685816,62.479448534731546,-30.016055368306588,40.013157264188742]
[4,2,1,8.0014085210356813E-6,0.43141848222602469,1712.7614049294659,1891.9120284799999,177.76186274378804,-58.96360987211412,14.06375901676561]
[4,2,2,1.7015506620448411E-5,0.43198041429695605,1711.1656602486146,1891.9120284799999,172.7054747458107,-59.134354552965171,14.475511003223957]
[4,2,3,3.505332056450546E-5,0.43254228267255068,1709.5699155677637,1891.9120284799999,167.95553450528647,-59.305099233816229,14.884892048146895]
[4,2,4,6.9459003037693063E-5,0.43310408736363776,1707.9741708869126,1891.9120284799999,163.48500251420484,-59.475843914667237,15.291922571202093]
[4,2,5,1.3038158879010638E-4,0.43366582838104406,1706.3784262060619,1891.9120284799999,159.26992949404215,-59.646588595518352,15.696622758243377]
[4,2,6,2.2491721975845057E-4,0.43422750573559421,1704.7826815252106,1891.9120284799999,155.28902719722197,-59.817333276369453,16.099012564647733]
[4,2,7,3.3653963686934666E-4,0.4347672845282774,1703.2489809837698,1891.9120284799999,151.50654012201079,-59.981439234303572,16.500937834015005]
[4,2,8,3.9234858725154361E-4,0.4352914022078524,1701.7596192816422,1891.9120284799999,147.91146319830727,-60.140800936431191,16.902003035749907]
[4,2,9,2.9329974387859719E-4,0.43577628948021269,1700.3815965767337,1891.9120284799999,144.47220073294261,-60.28824936585638,17.304367119188964]
[4,2,10,9.930059765953856E-5,0.436191306461299,1699.2020342522112,1891.9120284799999,141.15528629574942,-60.414462534580252,17.710990963257196]
[4,2,11,8.2670126756308737E-6,0.43657748023300968,1698.1043614280477,1891.9120284799999,137.98019951394193,-60.531913526765742,{"$f":"IF(H404>0,bat_data_lifetime_cycles/H404,)","v":18.118541709655904}]
[4,3,1,2.7773004938957178E-5,0.59193329423970253,1235.150105983844,1816.2554753599998,221.4544859478768,-73.456452988910797,11.289001391411952]
[4,3,2,5.9061070081121667E-5,0.594017300298879,1229.1047759965659,1816.2554753599998,216.42319888302981,-74.103303297549502,11.55144186437783]
[4,3,3,1.2167058369853707E-4,0.59596358394899063,1223.4566203466634,1816.2554753599998,211.57648244715131,-74.707655952089283,11.816058056568094]
[4,3,4,2.4109320619605058E-4,0.59778014233434118,1218.1828951832297,1816.2554753599998,206.90474036442129,-75.271944544576556,12.082855112921775]
[4,3,5,4.5255638427870256E-4,0.59943119470923367,1213.3879519451903,1816.2554753599998,202.36316013630613,-75.785003471046679,12.354027276091509]
[4,3,6,7.8069092945143347E-4,0.60098180707970428,1208.8832244027637,1816.2554753599998,197.99327444986062,-76.267009318086309,12.626691522459236]
[4,3,7,1.168133956959544E-3,0.60246763365418698,1204.5653626837322,1816.2554753599998,193.809094523927,-76.729020522022665,12.899291471027221]
[4,3,8,1.3618476325615173E-3,0.60388900918012733,1200.4335652145601,1816.2554753599998,189.79617031781643,-77.171122851224112,13.172025525139489]
[4,3,9,1.0180476617235366E-3,0.60516095296371697,1196.7351286293936,1816.2554753599998,185.87791892124858,-77.566855565836903,13.449687916181061]
[4,3,10,3.4467381361535487E-4,0.60627500304814919,1193.4950066812942,1816.2554753599998,182.04100143524224,-77.913548614283627,13.733169891890148]
[4,3,11,2.869492080889267E-5,0.6073498560571422,1190.3681835088998,1816.2554753599998,178.36361680813741,-78.248118693729708,14.016311424595106]
[4,4,1,6.7722066322968655E-5,0.69438713061076496,925.83518614107174,1740.5989222399999,229.30496512795992,-76.060456932944419,10.902511415768585]
[4,4,2,1.4401530241075176E-4,0.69885137248126605,912.73322614927156,1740.5989222399999,226.23354746514872,-77.462366652066962,11.050527333419129]
[4,4,3,2.9668317695175637E-4,0.70310292189763945,900.24421208751187,1740.5989222399999,223.16253513643522,-78.798691156675289,11.202597239144874]
[4,4,4,5.8788489527554716E-4,0.70721209554818598,888.16295930506226,1740.5989222399999,220.15224080373122,-80.091385204397469,11.355778123688438]
[4,4,5,1.1035195341075671E-3,0.711061934440682,876.83481835321595,1740.5989222399999,217.09878848129478,-81.303496286245007,11.515494938910726]
[4,4,6,1.9036471933179004E-3,0.71459875391270422,866.41975450837208,1740.5989222399999,213.96133986927097,-82.417908117643208,11.684353825450355]
[4,4,7,2.848393448285485E-3,0.71774769703101926,857.14045204719878,1740.5989222399999,210.6865205379861,-83.410793480988971,11.86597032224118]
[4,4,8,3.3207474631145139E-3,0.72050022807675063,849.02432316530951,1740.5989222399999,207.2779618085363,-84.279219271351238,12.06109891368607]
[4,4,9,2.482421020653634E-3,0.72292405342457433,841.87357331626617,1740.5989222399999,203.79666787730295,-85.044349505198923,12.267128928256769]
[4,4,10,8.4045723236479014E-4,0.72521029260614456,835.12542690295118,1740.5989222399999,200.38878778369917,-85.766401171423638,12.475747908104093]
[4,4,11,6.9970078298093184E-5,0.72743005920255344,828.57041392999849,1740.5989222399999,197.10004002628023,-86.467787559529569,12.683914217707231]
[4,5,1,1.1552758317509851E-4,0.76320483451807952,716.52118061540921,1664.94236912,218.67346998004979,-72.533989992382971,11.4325711309565]
[4,5,2,2.4567678942930042E-4,0.76828127894720522,701.53195126287346,1664.94236912,216.52405821584091,-74.137837533104261,11.546061073305248]
[4,5,3,5.0611406684621097E-4,0.77310683387138635,687.26878534894627,1664.94236912,214.28489460745965,-75.663996285894513,11.666711293764569]
[4,5,4,1.0028772721203149E-3,0.77770709042464869,673.65815153626966,1664.94236912,211.98552529920417,-77.120334103850936,11.793258037176869]
[4,5,5,1.8825022874223692E-3,0.78213294167318292,660.55116658745169,1664.94236912,209.67364884746067,-78.522781493374211,11.923291332707102]
[4,5,6,3.2474460896283531E-3,0.78644493782501868,647.76968663533341,1664.94236912,207.3997919217307,-79.890399848251079,12.054014022075101]
[4,5,7,4.8590958439287913E-3,0.79056498333910108,635.5464036105144,1664.94236912,205.09798214677002,-81.198291131906529,12.189295934715616]
[4,5,8,5.6648881166572506E-3,0.7945925227455809,623.58737330789688,1664.94236912,202.84778006464919,-82.477907374286545,12.324512495050378]
[4,5,9,4.2347807223051077E-3,0.79847406498166307,612.05230665110105,1664.94236912,200.60426433396478,-83.712159506563793,12.462347240226235]
[4,5,10,1.4337423249031203E-3,0.80208118346885571,601.32435408452307,1664.94236912,198.27114586726015,-84.860050431187588,12.608995570508863]
[4,5,11,1.1936248374053995E-4,0.80528571456514364,591.7869344881201,1664.94236912,195.76146416230316,-85.880554328002646,12.770644164815216]
[4,6,1,1.380822782090324E-4,0.81480746893894274,559.33880726370239,1589.2858159999998,201.78589978640022,-66.932382959149024,12.389369141482961]
[4,6,2,2.9364078997534703E-4,0.81980486190312585,544.53064692660234,1589.2858159999998,200.10764052341884,-68.516856115218829,12.493276086114372]
[4,6,3,6.0492378930702712E-4,0.82457488941698043,530.38171075638945,1589.2858159999998,198.33132904398593,-70.030792285431644,12.605169400370174]
[4,6,4,1.1986711285091741E-3,0.82929692970861801,516.36114445560872,1589.2858159999998,196.6217506311574,-71.530992879615425,12.714768289749125]
[4,6,5,2.2500272007510026E-3,0.83389005992197485,502.70997905966948,1589.2858159999998,194.90431929767854,-72.991667576980902,12.82680655312587]
[4,6,6,3.8814518757590579E-3,0.83835126323342968,489.43828423817683,1589.2858159999998,193.17689232315755,-74.411738922880502,12.941506460399284]
[4,6,7,5.8077474290170218E-3,0.8426098253223101,476.75780509917581,1589.2858159999998,191.38305175739703,-75.768550190753743,13.062807688786759]
[4,6,8,6.7708562357938484E-3,0.84674376574797106,464.43752935508758,1589.2858159999998,189.58883348590976,-77.086819695371062,13.186430624806814]
[4,6,9,5.0615459423686898E-3,0.85062407662361295,452.8633784556614,1589.2858159999998,187.69531234509839,-78.325253841609779,13.319458907974623]
[4,6,10,1.7136548791752979E-3,0.85427552265611106,441.96324055562548,1589.2858159999998,185.72796401148008,-79.491568596913709,13.460547060352591]
[4,6,11,1.4266587454358641E-4,0.85773858965322181,431.61769187768795,1589.2858159999998,183.72131822533095,-80.59854230545298,13.607566199442322]
[4,7,1,1.1552758317509851E-4,0.85579550198136856,434.64826514519564,1513.6292628799997,183.09601729853446,-60.732948937923837,13.654038121013846]
[4,7,2,2.4567678942930042E-4,0.86005789299538493,421.99048357607592,1513.6292628799997,181.32982349830536,-62.087331565819767,13.787031563637759]
[4,7,3,5.0611406684621097E-4,0.86421003228904825,409.64916758894009,1513.6292628799997,179.57477308536767,-63.407852376443337,13.921777302269124]
[4,7,4,1.0028772721203149E-3,0.86825461350299205,397.61714722196513,1513.6292628799997,177.8319916319671,-64.69527855570972,14.058212906786114]
[4,7,5,1.8825022874223692E-3,0.87225577477778704,385.70418571436727,1513.6292628799997,176.15478087322458,-65.969965437022623,14.192064431105079]
[4,7,6,3.2474460896283531E-3,0.87619919576722682,373.95328851357357,1513.6292628799997,174.52573062696672,-67.227311437507595,14.324535362315878]
[4,7,7,4.8590958439287913E-3,0.88012298925909749,362.25116085399878,1513.6292628799997,172.97155619369033,-68.479439097081951,14.453243382978798]
[4,7,8,5.6648881166572506E-3,0.88396679731078376,350.77816689104515,1513.6292628799997,171.438882073581,-69.707049451117982,14.582456265242142]
[4,7,9,4.2347807223051077E-3,0.88759961940191012,339.92635208626803,1513.6292628799997,169.82552991907284,-70.868193635229233,14.720990425828955]
[4,7,10,1.4337423249031203E-3,0.89106611909497024,329.5635933187321,1513.6292628799997,168.17058136297987,-71.977008823355575,14.86585810513429]
[4,7,11,1.1936248374053995E-4,0.89443568711787169,319.48331652632862,1513.6292628799997,166.52746396202988,-73.055598440142646,15.012538715956353]
[4,8,1,6.7722066322968655E-5,0.89030997467852147,329.95830232497104,1437.9727097599998,164.96905733308168,-54.720236317383119,15.154357068018891]
[4,8,2,1.4401530241075176E-4,0.89400616330755267,318.96449072797037,1437.9727097599998,163.24934041548548,-55.896574158262176,15.313997555134106]
[4,8,3,2.9668317695175637E-4,0.89745662003259874,308.69381255452481,1437.9727097599998,161.41471742515125,-56.995536722820916,15.488054868102479]
[4,8,4,5.8788489527554716E-4,0.90080118518386088,298.73117045190315,1437.9727097599998,159.5974145898883,-58.061539427801435,15.664414153726485]
[4,8,5,1.1035195341075671E-3,0.90407873310664255,288.9613088310665,1437.9727097599998,157.82887749327332,-59.106914621230992,15.839940318314373]
[4,8,6,1.9036471933179004E-3,0.90731185188629204,279.31723569226239,1437.9727097599998,156.12365121257233,-60.138830447083116,16.012948586477076]
[4,8,7,2.848393448285485E-3,0.91051944641101779,269.74276760715611,1437.9727097599998,154.49178714874776,-61.163298532189415,16.182089974743771]
[4,8,8,3.3207474631145139E-3,0.91366417689451163,260.34962292308995,1437.9727097599998,152.89809398274554,-62.168365013384559,16.350759743820767]
[4,8,9,2.482421020653634E-3,0.91676884777662349,251.06998784886406,1437.9727097599998,151.35702364324575,-63.16128596632668,{"$f":"IF(H468>0,bat_data_lifetime_cycles/H468,)","v":16.517238115705783}]
[4,8,10,8.4045723236479014E-4,0.91981334706537621,241.96426491070213,1437.9727097599998,149.84952878670504,-64.135598320710059,16.683402478752441]
[4,8,11,6.9970078298093184E-5,0.92268824753898859,233.36038978734302,1437.9727097599998,148.2931683585802,-65.056212958909398,16.858497445781701]
[4,9,1,2.7773004938957178E-5,0.91837011975826444,245.05645366752054,1362.3161566399999,146.71739681010098,-48.666160521910641,17.039560777075373]
[4,9,2,5.9061070081121667E-5,0.92148537665897701,235.78223020216788,1362.3161566399999,145.03067299270805,-49.658502432703408,17.237732876863205]
[4,9,3,1.2167058369853707E-4,0.92446794937784016,226.89726500453182,1362.3161566399999,143.32821781039456,-50.609193708850512,17.442482982012582]
[4,9,4,2.4109320619605058E-4,0.92735027746157672,218.30557783093724,1362.3161566399999,141.63964880820481,-51.528504236425157,17.650425011892445]
[4,9,5,4.5255638427870256E-4,0.9301475999569776,209.96224682095928,1362.3161566399999,139.97661055939267,-52.421240654492856,17.860126702662509]
[4,9,6,7.8069092945143347E-4,0.93274918178733746,202.19828399168904,1362.3161566399999,138.24502771865122,-53.251984677224755,18.083833040909539]
[4,9,7,1.168133956959544E-3,0.93531191671650793,194.54605578534489,1362.3161566399999,136.57684540364554,-54.070773095303608,18.304713310747399]
[4,9,8,1.3618476325615173E-3,0.93779065876925671,187.14066087501871,1362.3161566399999,134.93150602731961,-54.86315035070853,18.527918894596969]
[4,9,9,1.0180476617235366E-3,0.94024636585721089,179.80023534310388,1362.3161566399999,133.35388421428951,-55.648575882623383,18.747110477732249]
[4,9,10,3.4467381361535487E-4,0.94270079128674245,172.45980981118913,1362.3161566399999,131.85514349191112,-56.434001414538287,18.960200821846339]
[4,9,11,2.869492080889267E-5,0.94515393606095555,165.11938427927421,1362.3161566399999,130.42951207306328,-57.219426946453154,19.167441173892943]
[4,10,1,8.0014085210356813E-6,0.94118040849980444,176.24715279350613,1286.6596035199998,129.71004730791353,-43.024822692035151,19.273757522155162]
[4,10,2,1.7015506620448411E-5,0.94366088056671771,168.85919756510282,1286.6596035199998,127.96534433841734,-43.815333901474332,19.536539466408158]
[4,10,3,3.505332056450546E-5,0.94612409924352625,161.51877203318782,1286.6596035199998,126.31197800450008,-44.600759433389257,19.79226388103061]
[4,10,4,6.9459003037693063E-5,0.9485860276053063,154.17834650127293,1286.6596035199998,124.75586851375461,-45.386184965304153,20.039137475319404]
[4,10,5,1.3038158879010638E-4,0.95101193817032159,146.94154760993882,1286.6596035199998,123.25907195374283,-46.16052244667695,20.282482744460467]
[4,10,6,2.2491721975845057E-4,0.95339458681507661,139.83016561362274,1286.6596035199998,121.81059273178214,-46.921440320282763,20.523666652741884]
[4,10,7,3.3653963686934666E-4,0.95567548882061071,133.01908113077678,1286.6596035199998,120.35924819385447,-47.650226359947332,20.771150015605112]
[4,10,8,3.9234858725154361E-4,0.95778073941919029,126.729578574355,1286.6596035199998,118.84703180886403,-48.323203133484462,21.035443308509631]
[4,10,9,2.9329974387859719E-4,0.95973074900124367,120.90134644334739,1286.6596035199998,117.2940905140233,-48.946823971502276,21.313946755920394]
[4,10,10,9.930059765953856E-5,0.96162554303174641,115.23582350402552,1286.6596035199998,115.77811898600316,-49.55303492600968,21.593026574410267]
[4,10,11,8.2670126756308737E-6,0.96344199120888974,109.80240997000294,1286.6596035199998,114.27948523854519,-50.134410174150069,21.876192343547395]
[4,11,1,1.5944835820904437E-6,0.96015065474503569,119.1997941294873,1211.0030503999999,114.21066492268837,-37.883677554855829,21.889374356521813]
[4,11,2,3.3907712468284883E-6,0.96211229797687392,113.35569901469404,1211.0030503999999,112.46786136722719,-38.508995732138686,22.228572408228374]
[4,11,3,6.9852631559702916E-6,0.96398672660546691,107.76914888748453,1211.0030503999999,110.75263833404131,-39.106756595750142,22.57282569160785]
[4,11,4,1.3841467996641737E-5,0.96581186454605295,102.32735935235388,1211.0030503999999,109.09573412866675,-39.689028076009109,22.915653118494234]
[4,11,5,2.5981838345854533E-5,0.967572083114005,97.077125501586934,1211.0030503999999,107.47877996806685,-40.25080309804121,23.260405456247067]
[4,11,6,4.4820460459111528E-5,0.96920776540065845,92.196581196797993,1211.0030503999999,105.84896505361745,-40.773021338653642,23.618558752403796]
[4,11,7,6.70640580717901E-5,0.97075789243328003,87.569744673716343,1211.0030503999999,104.23867857192016,-41.268092846623354,23.983419919076475]
[4,11,8,7.8185406879836597E-5,0.97225434667116717,83.101659567333343,1211.0030503999999,102.67136732170724,-41.746177953006359,24.349534492577455]
[4,11,9,5.8447412729430607E-5,0.97375032325376376,78.633574460950356,1211.0030503999999,101.18443100740268,-42.224263059389294,24.707358386164167]
[4,11,10,1.9788162577081962E-5,0.97521750683827568,74.250100697669339,1211.0030503999999,99.750688673037942,-42.693294752060403,25.062483610458884]
[4,11,11,1.64741194623079E-6,0.97667694739858002,69.888398570009755,1211.0030503999999,98.381574834100292,-43.159996879719976,25.41126226344436]
[5,1,1,2.7200415559205553E-6,0.14565423698308949,3255.411519493276,2532.7685816000007,81.03400381639419,-28.864990296201423,30.8512461714772]
[5,1,2,5.7843422168713712E-6,0.14567974738954173,3255.3051365145525,2532.7685816000007,78.534935877982932,-28.971373274924854,31.832966717947862]
[5,1,3,1.1916213046464729E-5,0.14570525637254417,3255.1987535358285,2532.7685816000007,76.187326602505692,-29.0777562536482,32.813856470424817]
[5,1,4,2.3612264540503984E-5,0.14573076393221562,3255.0923705571054,2532.7685816000007,73.977811990291812,-29.184139232371599,33.793916483067619]
[5,1,5,4.4322613787769817E-5,0.14575627006867548,3254.9859875783823,2532.7685816000007,71.89455535591874,-29.29052221109502,34.773147808253142]
[5,1,6,7.645956118559907E-5,0.14578177478204282,3254.8796045996592,2532.7685816000007,69.927035201233039,-29.396905189818412,35.751551496579353]
[5,1,7,1.1440508194181657E-4,0.14580727807243687,3254.7732216209356,2532.7685816000007,68.065867487341194,-29.503288168541811,36.72912859686901]
[5,1,8,1.3337707466444724E-4,0.14583277993997676,3254.6668386422116,2532.7685816000007,66.302655968917307,-29.609671147265217,37.705880156173535]
[5,1,9,9.9705881732354835E-5,0.14585828038478113,3254.5604556634885,2532.7685816000007,64.62986555400235,-29.71605412598861,38.681807219776616]
[5,1,10,3.375677562914024E-5,0.14588377940696928,3254.4540726847654,2532.7685816000007,63.040714659833142,-29.822437104712023,39.656910831198012]
[5,1,11,2.8103324510829183E-6,0.14590927700666043,3254.3476897060418,2532.7685816000007,61.529083321477046,-29.928820083435443,40.631192032197269]
[5,2,1,1.3649663080619515E-5,0.35672419090174057,2475.1555734093959,2457.1120284800004,192.10545619630074,-63.721379820312535,13.01368555323803]
[5,2,2,2.9026880942845428E-5,0.35720322629775508,2473.4309873515886,2457.1120284800004,186.64109383323157,-63.905910528498055,13.39469217981444]
[5,2,3,5.9797723651350279E-5,0.35761688684537191,2471.941625649461,2457.1120284800004,181.43662483892987,-64.065272230625638,13.778915928464674]
[5,2,4,1.1849063660325636E-4,0.35803051313230899,2470.4522639473325,2457.1120284800004,176.5383010795872,-64.224633932753264,14.161232914963575]
[5,2,5,2.2241893464408131E-4,0.35842029753890264,2469.0486378119458,2457.1120284800004,171.89538565885249,-64.374821929239658,14.543729550492746]
[5,2,6,3.8368797976773348E-4,0.35880431844255956,2467.6656590885414,2457.1120284800004,167.50467459149664,-64.522800652644008,14.924956608505971]
[5,2,7,5.7410550210802496E-4,0.35918830981565431,2466.2826803651378,2457.1120284800004,163.35129925751133,-64.67077937604823,15.304439030257932]
[5,2,8,6.6931041104340808E-4,0.35956855351523281,2464.9130944128051,2457.1120284800004,159.41299821187471,-64.817325072947781,15.682535477296948]
[5,2,9,5.0034224287508981E-4,0.35990816178028917,2463.6897835758209,2457.1120284800004,155.63915488259184,-64.948219332505104,16.062796035392914]
[5,2,10,1.6939763770259467E-4,0.36019586637355561,2462.653371058042,2457.1120284800004,152.00727913997176,-65.059115471907432,16.446580809448889]
[5,2,11,1.4102759209070645E-5,0.36046163562301042,2461.6959242495318,2457.1120284800004,148.53330813863366,-65.16156228041811,16.831241634143254]
[5,3,1,4.7378178374034401E-5,0.49744795444001499,1942.299389681247,2381.4554753600005,243.76655975436449,-80.857367870522936,10.255713509347498]
[5,3,2,1.0075272443205044E-4,0.49953976766024427,1934.6257183893424,2381.4554753600005,238.54687704076102,-81.678450698756933,10.480120431728896]
[5,3,3,2.0755876542751292E-4,0.50141046790424582,1927.7604223964681,2381.4554753600005,233.3985765222146,-82.413037369994242,10.711290691021215]
[5,3,4,4.1128271690550578E-4,0.50312498949641726,1921.4659956082642,2381.4554753600005,228.38521450338601,-83.086541036332065,10.946417899407999]
[5,3,5,7.7201934561242701E-4,0.50473071726229168,1915.5689885778668,2381.4554753600005,223.54478181197456,-83.717520788584622,11.183441544624252]
[5,3,6,1.331786538469162E-3,0.50617469608315691,1910.2643580926317,2381.4554753600005,218.80871300754049,-84.285116250504672,11.425504796574742]
[5,3,7,1.9927285181865506E-3,0.50754554277948682,1905.2269464501269,2381.4554753600005,214.25642661341919,-84.824119296252746,{"$f":"IF(H532>0,bat_data_lifetime_cycles/H532,)","v":11.668261435680181}]
[5,3,8,2.323186136882554E-3,0.50884297595273453,1900.458012181778,2381.4554753600005,209.87308229947334,-85.334395262965984,11.911961136743994]
[5,3,9,1.7366951763562899E-3,0.50998125063218269,1896.2730556863191,2381.4554753600005,205.56478698293785,-85.782185607980168,12.161615988284527]
[5,3,10,5.8798165550393369E-4,0.51102717034954492,1892.4267954589825,2381.4554753600005,201.38723236519866,-86.193735452305205,12.413895213905429]
[5,3,11,4.8950881602498832E-5,0.51198345289357627,1888.9094505500141,2381.4554753600005,197.33323765116194,-86.570091357564863,12.668925061774962]
[5,4,1,1.155275831750985E-4,0.5923092943019781,1577.5577739993435,2305.7989222400006,257.70812572535925,-85.481785303102086,9.7008970631537697]
[5,4,2,2.4567678942930042E-4,0.59652088911269707,1561.9354725965968,2305.7989222400006,254.53671598480091,-87.153371553196195,9.8217657532333451]
[5,4,3,5.0611406684621107E-4,0.60047347988777766,1547.2616263887483,2305.7989222400006,251.27010223006363,-88.723473097435928,9.9494527116918707]
[5,4,4,1.0028772721203149E-3,0.60410208334685966,1533.7800875738694,2305.7989222400006,247.8449635806146,-90.165997750627952,10.086950986949729]
[5,4,5,1.8825022874223692E-3,0.60732541398919615,1521.7958537817653,2305.7989222400006,244.18774570462696,-91.448310766383187,10.238023995782475]
[5,4,6,3.2474460896283531E-3,0.61017310604137898,1511.2016291819771,2305.7989222400006,240.34759293499496,-92.581892798560318,10.401601985987671]
[5,4,7,4.8590958439287913E-3,0.61283016387773015,1501.3110273561006,2305.7989222400006,236.52484767347525,-93.640187193929137,10.569714026203595]
[5,4,8,5.6648881166572506E-3,0.61531958223329164,1492.0395437018565,2305.7989222400006,232.74037369634326,-94.632235944933441,10.741582821645522]
[5,4,9,4.2347807223051077E-3,0.61756583181360758,1483.6696350131222,2305.7989222400006,228.91880223970176,-95.527816174627745,10.920902850881774]
[5,4,10,1.4337423249031203E-3,0.61967760174841102,1475.7972945875906,2305.7989222400006,225.1639172900922,-96.370156600159746,11.103022322973267]
[5,4,11,1.1936248374053995E-4,0.62167242273466539,1468.3577806774035,2305.7989222400006,221.4866300172088,-97.166184588549754,11.28736303318064]
[5,5,1,1.9707937455169843E-4,0.65816525199655806,1321.8594079452878,2230.1423691200007,250.04438150502318,-82.939721345216086,9.9982250548980129]
[5,5,2,4.1910188607695298E-4,0.66286292599922714,1304.3262034260649,2230.1423691200007,247.70962099524832,-84.815774228772923,10.092462254616894]
[5,5,3,8.6338379982112612E-4,0.66742608585651442,1287.278751809034,2230.1423691200007,245.36916327328066,-86.639851551795431,10.188729368635526]
[5,5,4,1.7108158944346978E-3,0.67184208796866463,1270.765752153487,2230.1423691200007,243.0091877815799,-88.406742514938941,10.287676868608916]
[5,5,5,3.2113748353502312E-3,0.67606517073662187,1254.9600379520693,2230.1423691200007,240.58198647393991,-90.097953934490633,10.391467942554389]
[5,5,6,5.5398427513565869E-3,0.68018312008217841,1239.5345060371774,2230.1423691200007,238.18402349268965,-91.748485849384267,10.496086023489019]
[5,5,7,8.2891682097843457E-3,0.68423025195388598,1224.3614390332882,2230.1423691200007,235.84744637231671,-93.372004018800411,10.600072370736701]
[5,5,8,9.6637753188694962E-3,0.6881298637379647,1209.7294083423635,2230.1423691200007,233.49146901802527,-94.93763130272923,10.707029299674341]
[5,5,9,7.2241443400624366E-3,0.69182741094278466,1195.8446415834585,2230.1423691200007,231.06470487882044,-96.423301345932046,10.819480202790382]
[5,5,10,2.4458318342204339E-3,0.69537413809254078,1182.5162258602675,2230.1423691200007,228.6201911876484,-97.849441828313502,10.935167130308422]
[5,5,11,2.0362136031937142E-4,0.69885137248127827,1169.4394460037513,2230.1423691200007,226.23354746514849,-99.24865727296077,11.050527333419142]
[5,6,1,2.3555559874272009E-4,0.70964540601065662,1121.3621542463763,2154.4858160000008,235.23976430202953,-78.029029818983304,10.62745496033653]
[5,6,2,5.0092403598106072E-4,0.71466260571784646,1102.5595728307535,2154.4858160000008,233.76432835997295,-80.040906030455062,10.69453161455095]
[5,6,3,1.0319440498238455E-3,0.71961217555083057,1083.9912373770908,2154.4858160000008,232.30732915320505,-82.027717923996875,10.761606227030692]
[5,6,4,2.0448221092076451E-3,0.72447644421858282,1065.7242961893724,2154.4858160000008,230.84739040979235,-83.982280631082872,10.82966541472306]
[5,6,5,3.838338354020867E-3,0.72920600626540077,1047.9455039723769,2154.4858160000008,229.33140560294052,-85.884611398301388,10.90125442447445]
[5,6,6,6.621397998672879E-3,0.73384865230286001,1030.4764190212122,2154.4858160000008,227.81361237818226,-87.753803488075832,10.97388331584801]
[5,6,7,9.9074800961613148E-3,0.73834295310749221,1013.5494363663086,2154.4858160000008,226.2313478963132,-89.564990632150511,11.050634773859036]
[5,6,8,1.1550454665941132E-2,0.74263277465450872,997.377809522299,2154.4858160000008,224.53358264746549,-91.295354704459541,11.134191912508637]
[5,6,9,8.63452935802193E-3,0.74672395605950992,981.94154395653493,2154.4858160000008,222.7343281092644,-92.947035119996187,11.224134246489395]
[5,6,10,2.9233367694835454E-3,0.75066817117474527,967.04732809696065,2154.4858160000008,220.88952387142649,-94.540716216970637,11.317874909518927]
[5,6,11,2.4337479026378074E-4,0.75449184916636691,952.59659266062272,2154.4858160000008,219.02654412732767,-96.086944908658907,11.41414165100767]
[5,7,1,1.9707937455169843E-4,0.75453148824778371,946.83766349496977,2078.8292628800004,220.83975792588748,-73.252547704017388,11.320425377567137]
[5,7,2,4.1910188607695298E-4,0.75921022231039148,929.24383197270731,2078.8292628800004,219.43658784141056,-75.135087676899644,11.39281295153377]
[5,7,3,8.6338379982112612E-4,0.7638135803454662,911.91667455187792,2078.8292628800004,218.03764803434626,-76.989093520928336,11.465909775389747]
[5,7,4,1.7108158944346978E-3,0.76834104600260622,894.85893119044249,2078.8292628800004,216.64175937493474,-78.81427206060205,11.539788114780459]
[5,7,5,3.2113748353502312E-3,0.77282371614007228,877.95406406163784,2078.8292628800004,215.28195685816689,-80.623092843384114,11.612677794670281]
[5,7,6,5.5398427513565869E-3,0.77725047078545351,861.24451915804184,2078.8292628800004,213.94344275199433,-82.41101414806883,11.685331262515152]
[5,7,7,8.2891682097843457E-3,0.78162626728740392,844.71212261769324,2078.8292628800004,212.62940282365628,-84.179980577885999,11.757546072183485]
[5,7,8,9.6637753188694962E-3,0.78595856955121235,828.3291438942897,2078.8292628800004,211.34520241340326,-85.932959301290211,11.828988647255203]
[5,7,9,7.2241443400624366E-3,0.79023641331980821,812.13752821026355,2078.8292628800004,210.07779098845097,-87.665462179480841,11.900353617757897]
[5,7,10,2.4458318342204339E-3,0.79450478320035178,795.96731544430656,2078.8292628800004,208.8683994052291,-89.395674945438387,11.969259146519851]
[5,7,11,2.0362136031937142E-4,0.79875319683333901,779.85834677406069,2078.8292628800004,207.70306494906373,-91.119334593154647,12.036413620632368]
[5,8,1,1.155275831750985E-4,0.79442365890860323,792.03663495810144,2003.1727097600005,207.25613008467789,-68.746858349087532,12.06236939278266]
[5,8,2,2.4567678942930042E-4,0.79872960604907117,775.7965915911152,2003.1727097600005,205.85438957171533,-70.484542989355049,12.144506635011796]
[5,8,3,5.0611406684621107E-4,0.80300273431806113,759.66583714436331,2003.1727097600005,204.50448517461822,-72.210533715157254,12.224670759007314]
[5,8,4,1.0028772721203149E-3,0.80725433415059222,743.60200735713033,2003.1727097600005,203.21430319513942,-73.929363502391354,12.302283651753289]
[5,8,5,1.8825022874223692E-3,0.81148244964338034,727.61270042427077,2003.1727097600005,201.97655365609518,-75.640219344207168,12.377674312914269]
[5,8,6,3.2474460896283531E-3,0.81559145396496624,712.06023821011104,2003.1727097600005,200.68622222513687,-77.304332801122186,12.457257764289428]
[5,8,7,4.8590958439287913E-3,0.8195744625741137,696.97186022423091,2003.1727097600005,199.3402102692898,-78.918789245611237,12.541373346715829]
[5,8,8,5.6648881166572506E-3,0.82334295860753814,682.68447498752175,2003.1727097600005,197.85425348238965,-80.447539465939244,12.635563582778961]
[5,8,9,4.2347807223051077E-3,0.82707199955500965,668.53553881730841,2003.1727097600005,196.40899984699823,-81.961475636151889,12.728540962723141]
[5,8,10,1.4337423249031203E-3,0.83077218851622847,654.48511260339228,2003.1727097600005,195.0113814043024,-83.464871241040882,12.81976457987823]
[5,8,11,1.1936248374053995E-4,0.83441697159834005,640.63438692810792,2003.1727097600005,193.63323202255961,-84.946898888296275,12.911006927306428]
[5,9,1,4.7378178374034401E-5,0.82963214546561681,655.64878424339724,1927.5161566400006,194.19769682533942,-64.415376036965014,12.873479144546648]
[5,9,2,1.0075272443205044E-4,0.83339620242795531,641.41678232148763,1927.5161566400006,192.57651940014446,-65.938200242609312,12.981852656737365]
[5,9,3,2.0755876542751292E-4,0.83707121517701588,627.51058810639324,1927.5161566400006,190.95486554410786,-67.426163023624269,13.092098977821204]
[5,9,4,4.1128271690550578E-4,0.84068996733895507,613.80677553510964,1927.5161566400006,189.36907907848217,-68.89247096875151,13.201732892009785]
[5,9,5,7.7201934561242701E-4,0.84428307336269048,600.1897542585134,1927.5161566400006,187.84911146955301,-70.349492245347278,{"$f":"IF(H596>0,bat_data_lifetime_cycles/H596,)","v":13.308553766596896}]
[5,9,6,1.331786538469162E-3,0.84783207622457235,586.72975972306892,1927.5161566400006,186.36996796635569,-71.789711660640066,13.414178406959381]
[5,9,7,1.9927285181865506E-3,0.85125837422078809,573.72559057034368,1927.5161566400006,184.84758211665024,-73.181157759981659,13.524656213367971]
[5,9,8,2.323186136882554E-3,0.85459730067517869,561.04399844417128,1927.5161566400006,183.32043314678378,-74.538088117482047,13.637323221892357]
[5,9,9,1.7366951763562899E-3,0.8579280886633871,548.38442397608617,1927.5161566400006,181.86595395534948,-75.89266258556718,13.746388181120384]
[5,9,10,5.8798165550393369E-4,0.86125653969524274,535.7248495080014,1927.5161566400006,180.48419872348697,-77.247237053652199,13.851628107511814]
[5,9,11,4.8950881602498832E-5,0.86449156668355098,523.41209041274669,1927.5161566400006,179.0852570705373,-78.564702276844756,13.959831428308537]
[5,10,1,1.3649663080619515E-5,0.85937918314051798,540.48549829932438,1851.8596035200005,179.53576740819324,-59.552014049297554,13.924801927161344]
[5,10,2,2.9026880942845428E-5,0.86274259212062809,527.74512338216721,1851.8596035200005,177.90664183829878,-60.915234165433382,14.05231403486485]
[5,10,3,5.9797723651350279E-5,0.86604334879826761,515.23328180577232,1851.8596035200005,176.3069986239247,-62.25400121410771,14.179811462463137]
[5,10,4,1.1849063660325636E-4,0.86929663409790292,502.89285627385732,1851.8596035200005,174.75103558554886,-63.574426746022617,14.306066866059471]
[5,10,5,2.2241893464408131E-4,0.8725069480343367,490.70712193296418,1851.8596035200005,173.23978723764571,-64.878300320498155,14.430865102429195]
[5,10,6,3.8368797976773348E-4,0.87567804582428321,478.66213352608486,1851.8596035200005,171.77340103851068,-66.167114080034125,14.554057757984971]
[5,10,7,5.7410550210802496E-4,0.87881089913841726,466.75448773374256,1851.8596035200005,170.34915933269738,-67.441232179814634,14.675740166803052]
[5,10,8,6.6931041104340808E-4,0.88191304861060282,454.95577589372766,1851.8596035200005,168.97121088710401,-68.703694346696309,14.795419804799431]
[5,10,9,5.0034224287508981E-4,0.88498725811530166,443.25569764152857,1851.8596035200005,167.63863580081915,-69.95560271968175,14.913029971028815]
[5,10,10,1.6939763770259467E-4,0.88802275572657796,431.69548922590354,1851.8596035200005,166.33772200970486,-71.192545020153489,15.029663565154145]
[5,10,11,1.4102759209070645E-5,0.89096333983479292,420.48966539407553,1851.8596035200005,165.01383216357252,-72.391568170159061,15.150245086859362]
[5,11,1,2.7200415559205557E-6,0.88555632552943486,439.32671397725545,1776.2030504000006,165.17391493506318,-54.788187583960379,15.135561816663698]
[5,11,2,5.7843422168713721E-6,0.88862940463791174,427.66869345541352,1776.2030504000006,163.65536150641807,-56.035595779797418,15.276004262787062]
[5,11,3,1.1916213046464729E-5,0.89168408778275421,416.07294877456286,1776.2030504000006,162.20997015193586,-57.276340460648491,15.412122927205681]
[5,11,4,2.3612264540503988E-5,0.89466529509874937,404.74889496447929,1776.2030504000006,160.76969273866834,-58.488014218327436,15.55019455105732]
[5,11,5,4.4322613787769823E-5,0.89753341823684107,393.84764435829715,1776.2030504000006,159.29091597647275,-59.654448033188928,15.694554737630172]
[5,11,6,7.645956118559907E-5,0.90032938148940522,383.21428866576474,1776.2030504000006,157.8198782250517,-60.792217092289874,15.840843549726932]
[5,11,7,1.1440508194181659E-4,0.90305646852526811,372.83681056797258,1776.2030504000006,156.35919992107534,-61.902607248753597,15.988825737544785]
[5,11,8,1.3337707466444727E-4,0.90564367817223268,362.98607039292216,1776.2030504000006,154.8367841797446,-62.956636447484058,16.146034117434507]
[5,11,9,9.9705881732354862E-5,0.90817363422618591,353.34809896744048,1776.2030504000006,153.3378849509001,-63.987899390010597,16.303863854653518]
[5,11,10,3.3756775629140247E-5,0.91068557840481479,343.77363088233432,1776.2030504000006,151.89805484840429,-65.012367475116875,16.458406939410935]
[5,11,11,2.8103324510829187E-6,0.91318903012719654,334.22645883190819,1776.2030504000006,150.52180279122999,-66.033914884512541,16.608889567097719]
[6,1,1,3.2510810365996501E-6,0.1195034158804662,4086.1941739615568,3097.9685816000001,80.099293338567236,-28.715687654373589,31.211261620410177]
[6,1,2,6.9136316132894205E-6,0.119524962856638,4086.0877909828332,3097.9685816000001,77.629435102588062,-28.822070633096988,32.204279171891763]
[6,1,3,1.4242640587280176E-5,0.11954650884554084,4085.9814080041097,3097.9685816000001,75.309265244547021,-28.928453611820387,33.19644657110792]
[6,1,4,2.8222137015412916E-5,0.11956805384724246,4085.8750250253865,3097.9685816000001,73.125575966390755,-29.03483659054378,34.187764909352985]
[6,1,5,5.2975811661517606E-5,0.11958959786181089,4085.768642046663,3097.9685816000001,71.06666893270058,-29.141219569267157,35.178235276054302]
[6,1,6,9.1386923444669604E-5,0.11961114088931381,4085.6622590679399,3097.9685816000001,69.122145623104288,-29.247602547990571,36.167858758776255]
[6,1,7,1.367406286797672E-4,0.11963268292981927,4085.5558760892163,3097.9685816000001,67.282731681594271,-29.353985526714013,37.15663644322418]
[6,1,8,1.5941656377083116E-4,0.11965422398339493,4085.4494931104928,3097.9685816000001,65.540129000163731,-29.460368505437383,38.144569413248405]
[6,1,9,1.1917167244446827E-4,0.11967576405010855,4085.3431101317697,3097.9685816000001,63.886890558806563,-29.566751484160797,39.131658750848139]
[6,1,10,4.0347182514829352E-5,0.1196973031300281,4085.2367271530461,3097.9685816000001,62.316314039517252,-29.673134462884189,40.117905536175499]
[6,1,11,3.3589996146820428E-6,0.11971884122322136,4085.1303441743225,3097.9685816000001,60.822351008973747,-29.779517441607581,41.103310847539404]
[6,2,1,1.6314515747300061E-5,0.30459324761058076,3255.8842580262817,3022.3120284799998,202.99444688390622,-67.33325803139104,12.315607832512608]
[6,2,2,3.4693860459416001E-5,0.30512713628101634,3253.5575900797594,3022.3120284799998,197.37795415207205,-67.582211501668908,12.666054883079024]
[6,2,3,7.1472160037987809E-5,0.30563971724761835,3251.3235475265683,3022.3120284799998,192.07378661812797,-67.821254054860475,13.015831280352597]
[6,2,4,1.4162381484098118E-4,0.30615224588187423,3249.0895049733786,3022.3120284799998,187.08162893912174,-68.0602966080519,13.363150696178327]
[6,2,5,2.65842254883252E-4,0.30665197419822049,3246.9110376286903,3022.3120284799998,182.35885878220077,-68.293392613933591,13.709232535754461]
[6,2,6,4.5859619764961474E-4,0.30709548950805027,3244.9774381686261,3022.3120284799998,177.83044588826851,-68.500287756160432,14.05833510405051]
[6,2,7,6.8618933664755914E-4,0.30746553701438661,3243.3640064952083,3022.3120284799998,173.46028023545546,-68.672924945216138,14.412521394560722]
[6,2,8,7.9998130183180744E-4,0.30782840708940606,3241.781753379355,3022.3120284799998,169.31191841764152,-68.842226028612416,14.765646880411884]
[6,2,9,5.9802511990314998E-4,0.30816854083578055,3240.2985355299493,3022.3120284799998,165.35089944524177,-69.000930338498705,15.119361360522321]
[6,2,10,2.0246949771078005E-4,0.3084856668291896,3238.9155568065462,3022.3120284799998,161.56287163996186,-69.148909061903012,15.473852220027242]
[6,2,11,1.685607079367716E-5,0.30878095397086086,3237.6277382109124,3022.3120284799998,157.93641589158074,-69.286705651635771,15.829154953827656]
[6,3,1,5.662792060113572E-5,0.42874643009975227,2685.3535666040234,2946.6554753599999,259.74145335920878,-86.156240079249699,9.6249557691610796]
[6,3,2,1.2042289246420483E-4,0.43078985221369404,2676.2992861626522,2946.6554753599999,254.45399557966201,-87.125048086476426,9.8249587093527246]
[6,3,3,2.4808090332026199E-4,0.43265699236042537,2668.0228368822336,2946.6554753599999,249.25128337434472,-88.010628159481186,10.030038626703108]
[6,3,4,4.9157831383210148E-4,0.43437695293696371,2660.3960294164294,2946.6554753599999,244.16354194151211,-88.826696558322183,10.239038884023316]
[6,3,5,9.2274231948607035E-4,0.43595709713243297,2653.3868752514936,2946.6554753599999,239.19005621887928,-89.576676053970417,10.451939514209098]
[6,3,6,1.5917940483635179E-3,0.4374856313088753,2646.6045239349151,2946.6554753599999,234.42987446740403,-90.302387644844131,10.664169853265049]
[6,3,7,2.3817731322766725E-3,0.43888562414502258,2640.3906948700155,2946.6554753599999,229.77334517501473,-90.967267354788461,10.880287259150053]
[6,3,8,2.7767466925901142E-3,0.44010768628025371,2634.965170479838,2946.6554753599999,225.1544477730871,-91.547798464537479,11.10348929246792]
[6,3,9,2.0757538582145568E-3,0.44118899608386802,2630.1634203301865,2946.6554753599999,220.61247479163657,-92.061585730550078,11.332088098649873]
[6,3,10,7.0277456089466402E-4,0.44210287359018713,2626.1043657627179,2946.6554753599999,216.1119265637131,-92.495904569269484,11.56807974345165]
[6,3,11,5.8507666015734493E-5,0.4428693603444292,2622.6993804546614,2946.6554753599999,211.67138818607535,-92.860237997231636,11.810760166614058]
[6,4,1,1.380822782090324E-4,0.51642519633833661,2276.3396026211549,2870.99892224,279.36165430441429,-92.664260732774608,8.9489733522117696]
[6,4,2,2.9364078997534703E-4,0.5201494326882814,2259.6646050378381,2870.99892224,275.84253935218732,-94.448485474189297,9.0631416237365645]
[6,4,3,6.0492378930702723E-4,0.52362902068462824,2244.0735762028148,2870.99892224,272.20822871576479,-96.116725559536874,{"$f":"IF(H660>0,bat_data_lifetime_cycles/H660,)","v":9.1841455777975671}]
[6,4,4,1.1986711285091743E-3,0.52671086687412749,2230.2554859925731,2870.99892224,268.26624852125451,-97.595261212032625,9.319100012694765]
[6,4,5,2.2500272007510026E-3,0.52958596918745326,2217.356551455513,2870.99892224,264.28690843123582,-98.975447207498121,9.4594167181401225]
[6,4,6,3.8814518757590579E-3,0.53224929623351869,2205.4009875343099,2870.99892224,260.26659539736903,-100.25469254706682,9.6055354171865872]
[6,4,7,5.8077474290170227E-3,0.534711716693961,2194.3415099408767,2870.99892224,256.22141108755716,-101.43805664956383,9.7571861359614811]
[6,4,8,6.7708562357938484E-3,0.53702712940864172,2183.9372233059412,2870.99892224,252.2167125418153,-102.55131531950205,9.9121107987065766]
[6,4,9,5.0615459423686898E-3,0.53918958410413664,2174.2158152435759,2870.99892224,248.2422860823751,-103.59150598217504,10.070806386186826]
[6,4,10,1.7136548791752977E-3,0.54110811295045136,2165.5873964302041,2870.99892224,244.19333363365843,-104.51474679520575,10.237789716858233]
[6,4,11,1.4266587454358638E-4,0.54291028918961093,2157.4791871605303,2870.99892224,240.21501068397723,-105.3823251870606,10.407342958633661]
[6,5,1,2.3555559874272009E-4,0.57803275395008935,1985.5154800618466,2795.3423691200001,273.51842606488287,-90.726061925722092,9.1401520400931258]
[6,5,2,5.0092403598106072E-4,0.58239277959611524,1965.8774171085474,2795.3423691200001,271.10786992326081,-92.827334661725175,9.2214217193608015]
[6,5,3,1.0319440498238455E-3,0.58660563803458665,1946.8855437639727,2795.3423691200001,268.64759306030601,-94.859465109594808,9.3058715751784167]
[6,5,4,2.0448221092076451E-3,0.59071122956483779,1928.3614548872083,2795.3423691200001,266.19445469875745,-96.841542619408742,9.391630651469276]
[6,5,5,3.8383383540208662E-3,0.59471708917162314,1910.272313209254,2795.3423691200001,263.75722504392235,-98.777080778949639,9.4784133385680178]
[6,5,6,6.621397998672879E-3,0.59863054297777329,1892.5860877445555,2795.3423691200001,261.34347586622954,-100.66950690367224,9.5659552690714271]
[6,5,7,9.9074800961613148E-3,0.6024823127709571,1875.1647598711247,2795.3423691200001,258.98860567347509,-102.53358898612947,9.6529343192492547]
[6,5,8,1.1550454665941132E-2,0.60620494474381748,1858.3144205592234,2795.3423691200001,256.60741586941015,-104.3365752925027,9.7425087717350802]
[6,5,9,8.63452935802193E-3,0.60982462567717999,1841.9177287288417,2795.3423691200001,254.2320184959338,-106.09102131835365,9.8335371555097222]
[6,5,10,2.9233367694835449E-3,0.61328477262730619,1826.2323035158001,2795.3423691200001,251.79757433679586,-107.7693618161492,9.9286103394152843]
[6,5,11,2.4337479026378072E-4,0.61659896345551557,1811.1980609273116,2795.3423691200001,249.32305852089542,-109.37802577311734,10.027151178199102]
[6,6,1,2.8154361776952969E-4,0.62789989530749801,1749.2840004662205,2719.6858160000002,260.6546460379862,-86.459146090799877,9.591235138143924]
[6,6,2,5.987204977108638E-4,0.63267955007955956,1727.664046759962,2719.6858160000002,259.2654238825051,-88.77248113736961,9.6426278620667887]
[6,6,3,1.2334126748584633E-3,0.63742971499623868,1706.1563939827652,2719.6858160000002,257.92636642460985,-91.073799984529643,9.6926887881031476]
[6,6,4,2.4440370655347586E-3,0.64207149589486223,1685.1191374293414,2719.6858160000002,256.52772522195193,-93.324786435745963,9.7455352938438118]
[6,6,5,4.5877052898874249E-3,0.64657457957556908,1664.691235538133,2719.6858160000002,255.03490504166999,-95.510571938105258,9.8025797668422161]
[6,6,6,7.9141075703083874E-3,0.65089906346442672,1645.055675574956,2719.6858160000002,253.40492433583881,-97.611576854165108,9.8656330635735294]
[6,6,7,1.184173844366784E-2,0.6549824390684128,1626.4987950028853,2719.6858160000002,251.57151572461879,-99.59716307537677,9.9375320484875935]
[6,6,8,1.3805474422553981E-2,0.65892260523589041,1608.5778975980459,2719.6858160000002,249.66723831208671,-101.51469909769473,10.013328207984475]
[6,6,9,1.0320266833690953E-2,0.66277004971286113,1591.0646487033005,2719.6858160000002,247.75609089248073,-103.38861672943239,10.090569281240922]
[6,6,10,3.4940660057842222E-3,0.66652891750660725,1573.9411478491231,2719.6858160000002,245.84306383371325,-105.22083132082946,10.16908901562903]
[6,6,11,2.9088936663146489E-4,0.67018906881919338,1557.254564299765,2719.6858160000002,243.91678997175882,-107.00629576061074,10.249396936920395]
[6,7,1,2.3555559874272009E-4,0.67170902788830344,1541.8709094316155,2644.0292628799998,247.23350232089945,-82.007352719842373,10.111898171288685]
[6,7,2,5.0092403598106072E-4,0.67617662451302485,1521.5908163467716,2644.0292628799998,245.84498446238513,-84.177322679920451,10.169009571079966]
[6,7,3,1.0319440498238455E-3,0.68057652512872213,1501.5996964452111,2644.0292628799998,244.45305157005899,-86.316372509387492,10.226912627775125]
[6,7,4,2.0448221092076451E-3,0.68491961178531913,1481.8488548439511,2644.0292628799998,243.07232699483961,-88.42971256072228,10.285004594756172]
[6,7,5,3.8383383540208662E-3,0.68920767031043573,1462.3308321624604,2644.0292628799998,241.7039812754129,-90.518140987641942,10.343230536824882]
[6,7,6,6.621397998672879E-3,0.69345836918172055,1442.96574417895,2644.0292628799998,240.36917290207083,-92.590205401877384,10.400668146487025]
[6,7,7,9.9074800961613148E-3,0.69768126462329916,1423.7104250300163,2644.0292628799998,239.07684908010575,-94.650524550813628,10.456888693402275]
[6,7,8,1.1550454665941132E-2,0.70186998546270041,1404.5942743501103,2644.0292628799998,237.81591902007833,-96.69595267356344,10.512332438893335]
[6,7,9,8.63452935802193E-3,0.70601568476259391,1385.6581041373438,2644.0292628799998,236.57350320232402,-98.722122886329345,10.567540177404959]
[6,7,10,2.9233367694835449E-3,0.71012947486085576,1366.8515777509263,2644.0292628799998,235.36079721887066,-100.73442120967604,10.621989853625275]
[6,7,11,2.4337479026378072E-4,0.71413272825797958,1348.534955633334,2644.0292628799998,234.08775877879793,-102.69429977625821,10.679755374830957]
[6,8,1,1.380822782090324E-4,0.71135655783595997,1354.4756294536728,2568.3727097599999,234.86359692455105,-77.904255099873552,10.644476337485006]
[6,8,2,2.9364078997534703E-4,0.71551475735633885,1335.5394592409066,2568.3727097599999,233.44166271214846,-79.930425312639528,10.709313714419061]
[6,8,3,6.0492378930702723E-4,0.71965906086151821,1316.6502927871147,2568.3727097599999,232.0916627674745,-81.951566123195292,10.771606227426933]
[6,8,4,1.1986711285091743E-3,0.72378334851059878,1297.8362020147563,2568.3727097599999,230.79899350147826,-83.964673835837871,10.831936318578389]
[6,8,5,2.2500272007510026E-3,0.72786179893310754,1279.2153431320985,2568.3727097599999,229.52498193933846,-85.957105736282244,10.892060545551983]
[6,8,6,3.8814518757590579E-3,0.73184392448737734,1261.0190283500897,2568.3727097599999,228.20381988047023,-87.904111417957239,10.955118986656151]
[6,8,7,5.8077474290170227E-3,0.73579844698827923,1242.9339219671094,2568.3727097599999,226.92401566288436,-89.839217800935984,11.01690357760093]
[6,8,8,6.7708562357938484E-3,0.73974159270527751,1224.8860187176406,2568.3727097599999,225.70177926372151,-91.770343448629163,11.076563100899936]
[6,8,9,5.0615459423686898E-3,0.74362999464260671,1207.0741639359883,2568.3727097599999,224.48169640610135,-93.676211910265977,11.136765446913518]
[6,8,10,1.7136548791752977E-3,0.74750013203379229,1189.3316446096196,2568.3727097599999,223.30528382754102,-95.574661478187508,11.195435939306988]
[6,8,11,1.4266587454358638E-4,0.75134908022136215,1171.6720701415329,2568.3727097599999,222.16602677518259,-97.464235946272609,11.252845614103887]
[6,9,1,5.662792060113572E-5,0.74763626719635057,1183.2745116605086,2492.71615664,223.43668737864584,-74.113949203496759,11.188851881622233]
[6,9,2,1.2042289246420483E-4,0.75155463192762606,1165.3779714366108,2492.71615664,222.04695971803108,-76.028879007453796,11.258879667502109]
[6,9,3,2.4808090332026199E-4,0.7554435526298714,1147.6014526903423,2492.71615664,220.70508783150552,-77.93096651330471,11.327332888259436]
[6,9,4,4.9157831383210148E-4,0.75928431615988068,1130.0309077603022,2492.71615664,219.38156905117873,-79.811014820818869,11.395670159587491]
[6,9,5,9.2274231948607035E-4,0.76307405829176189,1112.6799679582175,2492.71615664,218.07093559316945,-81.667565379641928,11.464159555237432]
[6,9,6,1.5917940483635179E-3,0.76684993040713256,1095.3788766688674,2492.71615664,216.81926829595636,-83.518782147602593,11.530340544215482]
[6,9,7,2.3817731322766725E-3,0.77055835002990003,1078.3735720340521,2492.71615664,215.55531635142148,-85.338349743527871,11.597951014690961]
[6,9,8,2.7767466925901142E-3,0.77422999541892934,1061.523917324766,2492.71615664,214.31692768672258,-87.141262797421376,11.664967517891872]
[6,9,9,2.0757538582145568E-3,0.77786671586647071,1044.8217896651922,2492.71615664,213.10421868438968,-88.928390456995899,11.731349174755357]
[6,9,10,7.0277456089466402E-4,0.78148510219140765,1028.1912582276916,2492.71615664,211.93424607665514,-90.707857320808444,11.796111512321456]
[6,9,11,5.8507666015734493E-5,0.78508642821434349,1011.6266387194327,2492.71615664,210.80526922314147,-92.480271608192183,11.859286104246765]
[6,10,1,1.6314515747300061E-5,0.78037562209755096,1028.9493389461827,2417.0596035199997,212.20810192813411,-70.389427409562302,{"$f":"IF(H724>0,bat_data_lifetime_cycles/H724,)","v":11.78088855837674}]
[6,10,2,3.4693860459416001E-5,0.78403038417178517,1012.2133739347141,2417.0596035199997,210.80658780896391,-72.180175665789506,11.859211924940114]
[6,10,3,7.1472160037987809E-5,0.78765176846561014,995.61762925386176,2417.0596035199997,209.44752293016234,-73.955920346640625,11.936164080744913]
[6,10,4,1.4162381484098118E-4,0.79127041070071669,979.02188457301088,2417.0596035199997,208.16840304423138,-75.731665027491673,12.009507511419987]
[6,10,5,2.65842254883252E-4,0.79486906498287468,962.50533669556387,2417.0596035199997,206.9397480650953,-77.498935650378371,12.080811073634806]
[6,10,6,4.5859619764961474E-4,0.79842562906447534,946.16973447190094,2417.0596035199997,205.72908901430452,-79.246845088310295,12.15190332090652]
[6,10,7,6.8618933664755914E-4,0.80196671287127164,929.89313872722073,2417.0596035199997,204.56792329626384,-80.988440832991202,12.220879792475554]
[6,10,8,7.9998130183180744E-4,0.80548059600844935,913.72962696797424,2417.0596035199997,203.4381126198478,-82.717936591230611,12.288749476709878]
[6,10,9,5.9802511990314998E-4,0.80897024599625023,897.6657971807407,2417.0596035199997,202.34068147247601,-84.436766378464654,12.355399723906089]
[6,10,10,2.0246949771078005E-4,0.81245285683170598,881.62264589975041,2417.0596035199997,201.29295225591173,-86.153383565530575,12.419709542645341]
[6,10,11,1.685607079367716E-5,0.81586314446959818,865.90129903932859,2417.0596035199997,200.21784289855339,-87.835567679595854,12.486399632557738]
[6,11,1,3.2510810365996505E-6,0.8103167231150703,888.01428994179662,2341.4030504000002,201.72228128986526,-66.911280703848163,12.39327645917121]
[6,11,2,6.9136316132894222E-6,0.81386271195974613,871.73769419711562,2341.4030504000002,200.50489616976975,-68.652876448528971,12.468523451333686]
[6,11,3,1.4242640587280178E-5,0.81737411525948023,855.60791308404964,2341.4030504000002,199.31680268373597,-70.378763027627159,12.542846194291261]
[6,11,4,2.8222137015412923E-5,0.82076271972724224,840.03093773837031,2341.4030504000002,198.03600711823745,-72.045499389614832,12.623966905712123]
[6,11,5,5.2975811661517613E-5,0.82406559620790687,824.83737291663817,2341.4030504000002,196.71885400678229,-73.671210825540228,12.708492089496451]
[6,11,6,9.1386923444669618E-5,0.82722093897446924,810.31262990118796,2341.4030504000002,195.28909223310808,-75.225358328193536,12.8015342352857]
[6,11,7,1.3674062867976723E-4,0.83031571956240724,796.05731075225253,2341.4030504000002,193.86379761841235,-76.750677477129571,12.89565164157581]
[6,11,8,1.5941656377083119E-4,0.83340783623325732,781.80499851921593,2341.4030504000002,192.51272721609521,-78.275674886064451,12.986154402112616]
[6,11,9,1.191716724444683E-4,0.8364364311135819,767.83648848634061,2341.4030504000002,191.15817268052245,-79.770305459582204,13.078174816925998]
[6,11,10,4.0347182514829359E-5,0.83942857881332389,754.02734011466544,2341.4030504000002,189.83150545642818,-81.247884335351401,13.169573691095351]
[6,11,11,3.3589996146820432E-6,0.84237725338269609,740.41031883806954,2341.4030504000002,188.52269343958756,-82.704905611947169,13.261002982652217]
[7,1,1,2.7200415559205553E-6,0.101287286723105,4917.0650186000858,3663.1685815999999,79.371039284220998,-28.478194842304301,31.497634685715916]
[7,1,2,5.7843422168713712E-6,0.10130591899566599,4916.9586356213631,3663.1685815999999,76.923938987440152,-28.584577821027743,32.499635781888266]
[7,1,3,1.1916213046464729E-5,0.10132455054401694,4916.8522526426386,3663.1685815999999,74.625147799555108,-28.690960799751135,33.500771170531664]
[7,1,4,2.3612264540503984E-5,0.10134318136819929,4916.7458696639169,3663.1685815999999,72.461579622722127,-28.797343778474549,34.501041973090842]
[7,1,5,4.4322613787769817E-5,0.10136181146825625,4916.6394866851924,3663.1685815999999,70.421643913136776,-28.903726757197955,35.500449309074405]
[7,1,6,7.645956118559907E-5,0.10138044084422917,4916.5331037064698,3663.1685815999999,68.495037965195039,-29.010109735921294,36.498994296059024]
[7,1,7,1.1440508194181657E-4,0.10139906949616094,4916.4267207277453,3663.1685815999999,66.67257287930417,-29.116492714644686,37.496678049693578]
[7,1,8,1.3337707466444724E-4,0.10141769742409346,4916.3203377490208,3663.1685815999999,64.94602700846022,-29.222875693368131,38.493501683703244]
[7,1,9,9.9705881732354835E-5,0.1014363246280684,4916.2139547702991,3663.1685815999999,63.308021951505694,-29.329258672091512,39.489466309893778]
[7,1,10,3.375677562914024E-5,0.10145495110812898,4916.1075717915746,3663.1685815999999,61.751917147398935,-29.435641650814912,40.48457303815551]
[7,1,11,2.8103324510829183E-6,0.10147357686431661,4916.001188812852,3663.1685815999999,60.271719894711985,-29.542024629538304,41.478822976467619]
[7,2,1,1.3649663080619515E-5,0.26551108347561381,4050.8433838702567,3587.5120284799996,210.72359249065767,-69.897015629151269,11.863882778625447]
[7,2,2,2.9026880942845428E-5,0.26595356678179172,4048.5807220713205,3587.5120284799996,204.84556203749216,-70.139120441637431,12.204316144971859]
[7,2,3,5.9797723651350279E-5,0.26637033666012228,4046.4493655673291,3587.5120284799996,199.28398637089887,-70.367175587564489,12.544911638545338]
[7,2,4,1.1849063660325636E-4,0.26677215201299892,4044.3943194489502,3587.5120284799996,194.02711798304296,-70.587065522231242,12.884796857202652]
[7,2,5,2.2241893464408131E-4,0.26716733328942505,4042.3730428532044,3587.5120284799996,189.06099363945464,-70.803342117975916,13.223245852434163]
[7,2,6,3.8368797976773348E-4,0.26755796729663966,4040.3748688806913,3587.5120284799996,184.36434769739014,-71.017146733034878,13.560105471712033]
[7,2,7,5.7410550210802496E-4,0.26793229195658441,4038.4599752636691,3587.5120284799996,179.89906630476378,-71.222040350056091,13.896681352224446]
[7,2,8,6.6931041104340808E-4,0.26830480744953872,4036.554195387117,3587.5120284799996,175.66640136952034,-71.425958796847084,14.231520544108852]
[7,2,9,5.0034224287508981E-4,0.26864259892712794,4034.8259408876352,3587.5120284799996,171.60527684709248,-71.610882028291869,14.568316580542014]
[7,2,10,1.6939763770259467E-4,0.2689752617178453,4033.1238132280596,3587.5120284799996,167.74067684080882,-71.793009687866387,14.903957984935156]
[7,2,11,1.4102759209070645E-5,0.26930790254583281,4031.4216855684863,3587.5120284799996,164.06459390800228,-71.975137347440722,15.237900758781947]
[7,3,1,4.7378178374034401E-5,0.37724952546152973,3447.4261289824121,3511.8554753599997,272.88810812297515,-90.516985464390544,9.1612639964266673]
[7,3,2,1.0075272443205044E-4,0.37913255946312213,3437.6513811309228,3511.8554753599997,267.41496344772304,-91.562883484500247,9.3487663059988986]
[7,3,3,2.0755876542751292E-4,0.3808690602217969,3428.6340068206309,3511.8554753599997,262.04401737666916,-92.527742535701591,9.5403818985358946]
[7,3,4,4.1128271690550578E-4,0.3824746799873065,3420.2934800178623,3511.8554753599997,256.78993651346394,-93.420178903597787,9.7355840105864928]
[7,3,5,7.7201934561242701E-4,0.38401135720658619,3412.3085631356034,3511.8554753599997,251.73448600801026,-94.274565009999407,9.9310985937796747]
[7,3,6,1.331786538469162E-3,0.38548405036251798,3404.6538096091685,3511.8554753599997,246.86818182068663,-95.093623637328278,10.126861961562474]
[7,3,7,1.9927285181865506E-3,0.38679368246416734,3397.844711836718,3511.8554753599997,242.03636549376316,-95.822197098980467,10.329026363042212]
[7,3,8,2.323186136882554E-3,0.38792505904414265,3391.9609661913305,3511.8554753599997,237.21534157166042,-96.451757883036748,10.538947369239922]
[7,3,9,1.7366951763562899E-3,0.38891643932187325,3386.8041748380892,3511.8554753599997,232.45515110911569,-97.003534557833461,10.754762749165694]
[7,3,10,5.8798165550393369E-4,0.38974481804294647,3382.4944693557932,3511.8554753599997,227.72119870196212,-97.464673044439365,10.978336730397947]
[7,3,11,4.8950881602498832E-5,0.39050127823803166,3378.558299143026,3511.8554753599997,223.12706463917422,-97.88584325720521,11.204378115415217]
[7,4,1,1.155275831750985E-4,0.45703329354959554,3009.7710166934048,3436.1989222399998,295.1665334610239,-97.906739149021647,8.4697949008169644]
[7,4,2,2.4567678942930042E-4,0.46036053606333238,2992.334280394105,3436.1989222399998,291.39155938389808,-99.772469933046921,8.5795209898524831]
[7,4,3,5.0611406684621107E-4,0.46338553484655248,2976.4712917016705,3436.1989222399998,287.36847840027531,-101.46980972313729,8.699631963522986]
[7,4,4,1.0028772721203149E-3,0.46624519853899216,2961.4663822746893,3436.1989222399998,283.32967298467332,-103.07533503182444,8.8236434033340281]
[7,4,5,1.8825022874223692E-3,0.46892871176069773,2947.3778475657941,3436.1989222399998,279.25983510193817,-104.58280824567592,8.9522361820754686]
[7,4,6,3.2474460896283531E-3,0.47147758479761442,2933.9890874301714,3436.1989222399998,275.22171749789038,-106.01540558018743,9.0835854914653051]
[7,4,7,4.8590958439287913E-3,0.47387600799009372,2921.3842988837691,3436.1989222399998,271.18999230778587,-107.36411795465243,9.2186292669776559]
[7,4,8,5.6648881166572506E-3,0.47610122423390339,2909.6843119543405,3436.1989222399998,267.1323574916409,-108.61601655610114,9.3586565980807102]
[7,4,9,4.2347807223051077E-3,0.47816142004368845,2898.8472832615475,3436.1989222399998,263.06153516949411,-109.77557862622979,9.5034798545869368]
[7,4,10,1.4337423249031203E-3,0.48007481642991701,2888.7783941588741,3436.1989222399998,259.00221906592515,-110.85294976021578,{"$f":"IF(H788>0,bat_data_lifetime_cycles/H788,)","v":9.6524269522326467}]
[7,4,11,1.1936248374053995E-4,0.4818239434990883,2879.5705238412406,3436.1989222399998,254.93091380032578,-111.83819188420273,9.8065784283742108]
[7,5,1,1.9707937455169843E-4,0.51545572900381054,2685.4877506355451,3360.5423691199999,292.45230202698644,-97.006428582352115,8.5484025349518671]
[7,5,2,4.1910188607695298E-4,0.51954660621965965,2663.9234852322802,3360.5423691199999,290.05200052716515,-99.313804980501786,8.6191441377969724]
[7,5,3,8.6338379982112612E-4,0.52349645064593497,2643.0856024736527,3360.5423691199999,287.57705589259211,-101.54345843567494,8.6933221853892668]
[7,5,4,1.7108158944346978E-3,0.52731036246896079,2622.9489385747102,3360.5423691199999,285.04145539544066,-103.69808147286192,8.7706540669030986]
[7,5,5,3.2113748353502312E-3,0.53106980762261924,2603.0845312036922,3360.5423691199999,282.57295877586154,-105.82357306156077,8.8472726152930079]
[7,5,6,5.5398427513565869E-3,0.53478559032481809,2583.435871052222,3360.5423691199999,280.18167107416241,-107.92597969776793,8.9227821021106877]
[7,5,7,8.2891682097843457E-3,0.53836692947929021,2564.4840435119281,3360.5423691199999,277.73130902899362,-109.95382524457898,9.0015058393687042]
[7,5,8,9.6637753188694962E-3,0.54182121409270656,2546.1914487351523,3360.5423691199999,275.23643110106678,-111.91113288569431,9.0830999006886568]
[7,5,9,7.2241443400624366E-3,0.54515282827324885,2528.536254647257,3360.5423691199999,272.70605955690979,-113.80023865309927,9.1673797203552283]
[7,5,10,2.4458318342204339E-3,0.54831978195572095,2511.7425127674405,3360.5423691199999,270.08684353794081,-115.59716903423927,9.2562820434043438]
[7,5,11,2.0362136031937142E-4,0.55132006552376966,2495.8225722965944,3360.5423691199999,267.38227185917287,-117.30060266461973,9.3499093362357275]
[7,6,1,2.3555559874272009E-4,0.5630289900751847,2420.1757333864598,3284.885816,281.08975352109616,-93.237471242947208,8.8939563562297259]
[7,6,2,5.0092403598106072E-4,0.56751264898477405,2396.4412097835116,3284.885816,279.7227373494834,-95.777065268462678,8.937421475596814]
[7,6,3,1.0319440498238455E-3,0.57188899505608526,2373.2537529784536,3284.885816,278.27279282527445,-98.258123146603879,8.9839900430716302]
[7,6,4,2.0448221092076451E-3,0.5761492406809412,2350.6614836834297,3284.885816,276.7330840054201,-100.67549596117132,9.0339758579463343]
[7,6,5,3.838338354020867E-3,0.58025815052784846,2328.8530806519889,3284.885816,275.05739675710549,-103.00899508553546,9.0890120733879805]
[7,6,6,6.621397998672879E-3,0.58415012875559247,2308.1791303975579,3284.885816,273.15967747341637,-105.22110776275947,9.1521560690204637]
[7,6,7,9.9074800961613148E-3,0.58789402502063826,2288.2762199733306,3284.885816,271.15614846716949,-107.35071917815195,9.2197798727130476]
[7,6,8,1.1550454665941132E-2,0.59154043139665768,2268.8768883577022,3284.885816,269.12554761688364,-109.42644766102455,9.2893447765832331]
[7,6,9,8.63452935802193E-3,0.59516523601997728,2249.5781000177531,3284.885816,267.17329981643741,-111.49141801339891,9.3572224534324207]
[7,6,10,2.9233367694835454E-3,0.59874976309722516,2230.4796373830468,3284.885816,265.26858297970256,-113.53495351531244,9.4244104293017301]
[7,6,11,2.4337479026378074E-4,0.60225325675885011,2211.7993438430349,3284.885816,263.35478669727422,-115.53374492409398,9.4928975142333183]
[7,7,1,1.9707937455169843E-4,0.60464351928619364,2187.9294357563349,3209.2292628799996,267.64528387121152,-88.777940660080745,9.3407212854270849]
[7,7,2,4.1910188607695298E-4,0.60889463600651961,2165.3484445440363,3209.2292628799996,266.33792850407809,-91.194106719796352,9.3865714659627262]
[7,7,3,8.6338379982112612E-4,0.61312072210802915,2142.8808581000985,3209.2292628799996,265.07544171423893,-93.598138469297837,9.4312773142337782]
[7,7,4,1.7108158944346978E-3,0.61728337309462322,2120.7314358031795,3209.2292628799996,263.79364116291373,-95.968126655067934,9.4771048649199603]
[7,7,5,3.2113748353502312E-3,0.62143008116007581,2098.6479916805083,3209.2292628799996,262.56623545045034,-98.331055176193573,9.5214070297769968]
[7,7,6,5.5398427513565869E-3,0.62552959321100776,2076.7973703067951,3209.2292628799996,261.34234595841428,-100.66907166318101,9.5659966272660952]
[7,7,7,8.2891682097843457E-3,0.62960511500874694,2055.0563411341936,3209.2292628799996,260.15499314132245,-102.99536178464929,9.6096560354770499]
[7,7,8,9.6637753188694962E-3,0.63365002013194238,2033.4605964533446,3209.2292628799996,258.99189981677472,-105.30610646550021,9.6528115426337244]
[7,7,9,7.2241443400624366E-3,0.63766972532906308,2011.981566176252,3209.2292628799996,257.85852553354738,-107.60436270514913,9.6952388711101598]
[7,7,10,2.4458318342204339E-3,0.64160382943414807,1990.9427098261917,3209.2292628799996,256.67177648272406,-109.85552033460563,9.7400658313839532]
[7,7,11,2.0362136031937142E-4,0.64545147666836966,1970.3497019678111,3209.2292628799996,255.43417409494552,-112.05897217545223,9.787257358409466]
[7,8,1,1.155275831750985E-4,0.64311450119037861,1973.6295794494024,3133.5727097599997,255.8285928128943,-84.858344236037098,9.7721680462372262]
[7,8,2,2.4567678942930042E-4,0.64714706935310295,1952.1402177472737,3133.5727097599997,254.54937481940613,-87.157705938164796,9.8212773131879132]
[7,8,3,5.0611406684621107E-4,0.65116761093136311,1930.6971476400763,3133.5727097599997,253.33365743311987,-89.452114439634798,9.8684084275694808]
[7,8,4,1.0028772721203149E-3,0.65515937817412995,1909.3899395081946,3133.5727097599997,252.14949342975802,-91.731985709746155,9.9147532124486766]
[7,8,5,1.8825022874223692E-3,0.65910628322444165,1888.3049303045213,3133.5727097599997,250.96951053281455,-93.988081694539474,9.9613693898212468]
[7,8,6,3.2474460896283531E-3,0.66301722207861535,1867.3951032260604,3133.5727097599997,249.80642053980921,-96.22543319193494,10.007749178734977]
[7,8,7,4.8590958439287913E-3,0.66688806089008568,1846.6830319561677,3133.5727097599997,248.65275276032574,-98.441624817813533,10.05418187511372]
[7,8,8,5.6648881166572506E-3,0.67072627696770803,1826.1291540933514,3133.5727097599997,247.51817449369,-100.64088974913479,10.100268415092616]
[7,8,9,4.2347807223051077E-3,0.67452132528523445,1805.79040203512,3133.5727097599997,246.38661926519379,-102.81713621936595,10.146654909490723]
[7,8,10,1.4337423249031203E-3,0.67824449507438656,1785.8213502418596,3133.5727097599997,245.21921673187865,-104.9538247612446,10.194959568496976]
[7,8,11,1.1936248374053995E-4,0.68194117602711113,1765.9791470768303,3133.5727097599997,244.07782197379143,-107.07694049990289,10.242634827626595]
[7,9,1,4.7378178374034401E-5,0.67913100266760806,1773.4105897919042,3057.9161566399998,246.03446624315328,-81.609632452853759,10.161177977110233]
[7,9,2,1.0075272443205044E-4,0.68289118241721569,1753.3104656619739,3057.9161566399998,244.6271779636576,-83.76034573475637,10.219633079246027]
[7,9,3,2.0755876542751292E-4,0.6866098511073726,1733.416848640697,3057.9161566399998,243.2426019712064,-85.888962756032939,10.277804873572004]
[7,9,4,4.1128271690550578E-4,0.69031187934484262,1713.5970316279975,3057.9161566399998,241.91776574049416,-88.009683176391846,10.334090149798079]
[7,9,5,7.7201934561242701E-4,0.69398854189270431,1693.8979685517681,3057.9161566399998,240.63413331254537,-90.117482925548231,10.38921605004764]
[7,9,6,1.331786538469162E-3,0.69762090572005653,1674.4215087283728,3057.9161566399998,239.35997956036229,-92.201464126651672,10.444519608465061]
[7,9,7,1.9927285181865506E-3,0.70119153675850054,1655.2617568157245,3057.9161566399998,238.06910225133856,-94.251557581304951,10.501152717250369]
[7,9,8,2.323186136882554E-3,0.70474773751366726,1636.1653307880024,3057.9161566399998,236.82950114675603,-96.294875166271041,10.556117324466372]
[7,9,9,1.7366951763562899E-3,0.70827150624122026,1617.2291605752375,3057.9161566399998,235.61237809498417,-98.321045379037002,10.610647964310926]
[7,9,10,5.8798165550393369E-4,0.71179270005967965,1598.2929903624713,3057.9161566399998,234.45611119580104,-100.34721559180294,10.662976483100405]
[7,9,11,4.8950881602498832E-5,0.71530972370676815,1579.3654236985808,3057.9161566399998,233.35414913343763,-102.37246522483906,10.713329971992222]
[7,10,1,1.3649663080619515E-5,0.71187616189679459,1591.4534568990755,2982.2596035199995,235.80182907571731,-78.215466704415391,10.602123019144333]
[7,10,2,2.9026880942845428E-5,0.71542853665592709,1572.4117023727497,2982.2596035199995,234.3835702065781,-80.252934438732311,10.666276641304597]
[7,10,3,5.9797723651350279E-5,0.71895861683329765,1553.4755321599837,2982.2596035199995,233.01927117388354,-82.279104651498088,10.728726372740438]
[7,10,4,1.1849063660325636E-4,0.72248611000617058,1534.5393619472177,2982.2596035199995,231.73522502546527,-84.305274864264092,10.788174304209798]
[7,10,5,2.2241893464408131E-4,0.72600407345231777,1515.6405176621461,2982.2596035199995,230.51388839190099,-86.32745120276671,10.845333517387477]
[7,10,6,3.8368797976773348E-4,0.72949009694260036,1496.8996180435579,2982.2596035199995,229.31653027506709,-88.332727461955713,10.901961568148746]
[7,10,7,5.7410550210802496E-4,0.73293290520513632,1478.377703200711,2982.2596035199995,228.1247091440782,-90.314572350140338,10.958918082043708]
[7,10,8,6.6931041104340808E-4,0.73634048390109152,1460.0322506096136,2982.2596035199995,226.94917800636458,-92.277535777387826,{"$f":"IF(H852>0,bat_data_lifetime_cycles/H852,)","v":11.015682109806495}]
[7,10,9,5.0034224287508981E-4,0.73968807905599621,1441.9970589265956,2982.2596035199995,225.75437643774461,-94.207301287470656,11.073982438118604]
[7,10,10,1.6939763770259467E-4,0.74300314655870381,1424.1247185010639,2982.2596035199995,224.57860213318386,-96.119641713002792,11.131959929634803]
[7,10,11,1.4102759209070645E-5,0.74631592679101066,1406.2523780755321,2982.2596035199995,223.46018267274812,-98.031982138534687,11.18767545116164]
[7,11,1,2.7200415559205557E-6,0.74227933748014252,1422.7070511361003,2906.6030504,226.27612526727179,-75.055790751153793,11.048447983838601]
[7,11,2,5.7843422168713721E-6,0.74569202407921642,1404.3668957808743,2906.6030504,224.93629490117758,-77.018187374162878,11.114257932888679]
[7,11,3,1.1916213046464729E-5,0.7490702361399969,1386.1991635262116,2906.6030504,223.62541695103943,-78.962134725411758,11.179409004958279]
[7,11,4,2.3612264540503988E-5,0.75243072375459275,1368.1140571432329,2906.6030504,222.36734774159075,-80.897241108390432,11.24265781550449]
[7,11,5,4.4322613787769823E-5,0.75575951880135461,1350.1870145391517,2906.6030504,221.13600712156827,-82.815434667027048,11.305259747344715]
[7,11,6,7.645956118559907E-5,0.75901598546275806,1332.6374457621012,2906.6030504,219.8682204729275,-84.693238526171498,11.370447237088666]
[7,11,7,1.1440508194181659E-4,0.7622316132529845,1315.2962603872149,2906.6030504,218.6126429938987,-86.548745361284347,11.435752140235426]
[7,11,8,1.3337707466444727E-4,0.7654449438160319,1297.9558348553005,2906.6030504,217.42294858140542,-88.40417089319935,11.498326263678527]
[7,11,9,9.9705881732354862E-5,0.76864545818380148,1280.6730040567734,2906.6030504,216.27949625842703,-90.253433788641601,11.559116990973623]
[7,11,10,3.3756775629140247E-5,0.77180283928027427,1263.6117711373906,2906.6030504,215.13781708181259,-92.078985711015719,11.620458150550538]
[7,11,11,2.8103324510829187E-6,0.77493479117904407,1246.6768262861888,2906.6030504,214.0210276045008,-93.891024810094379,11.681095208176759]
[8,1,1,1.5944835820904435E-6,8.7886932731324918E-2,5747.8826384550457,4228.3685816000007,78.816418663463651,-28.295782491150792,31.719279337909153]
[8,1,2,3.3907712468284875E-6,8.7903336742375424E-2,5747.7762554763231,4228.3685816000007,76.386650261081471,-28.402165469874198,32.728231850136972]
[8,1,3,6.9852631559702908E-6,8.7919740199813606E-2,5747.6698724975986,4228.3685816000007,74.104140549752756,-28.508548448597605,33.736306520167055]
[8,1,4,1.3841467996641733E-5,8.7936143103666903E-2,5747.5634895188759,4228.3685816000007,71.955896115561032,-28.61493142732099,34.74350449315515]
[8,1,5,2.598183834585453E-5,8.7952545453963735E-2,5747.4571065401524,4228.3685816000007,69.930408506180271,-28.721314406044389,35.749826912266016]
[8,1,6,4.4820460459111522E-5,8.7968947250731885E-2,5747.3507235614297,4228.3685816000007,68.017447986209518,-28.827697384767809,36.75527491867782]
[8,1,7,6.7064058071790087E-5,8.7985348493999749E-2,5747.2443405827053,4228.3685816000007,66.207890737588556,-28.93408036349118,37.759849651586343]
[8,1,8,7.8185406879836583E-5,8.8001749183794817E-2,5747.1379576039826,4228.3685816000007,64.493573344158193,-29.040463342214601,38.763552248209379]
[8,1,9,5.8447412729430593E-5,8.8018149320145664E-2,5747.0315746252581,4228.3685816000007,62.867169663211406,-29.146846320938014,39.766383843791033]
[8,1,10,1.9788162577081959E-5,8.8034548903079546E-2,5746.9251916465364,4228.3685816000007,61.32208616631199,-29.253229299661399,40.768345571605884]
[8,1,11,1.64741194623079E-6,8.8050947932625426E-2,5746.8188086678119,4228.3685816000007,59.852372596090568,-29.359612278384805,41.769438562963416]
[8,2,1,8.0014085210356813E-6,0.23461715997404048,4858.1486189128691,4152.7120284800003,215.30802270418184,-71.417671130977013,11.611271928472563]
[8,2,2,1.7015506620448411E-5,0.23503419784490309,4855.7018104022272,4152.7120284800003,209.34427465425051,-71.679479641615359,11.942050978604302]
[8,2,3,3.505332056450546E-5,0.23541691635197173,4853.4561798722725,4152.7120284800003,203.68100285562357,-71.919762108320569,12.2740951043534]
[8,2,4,6.9459003037693063E-5,0.23577950256555344,4851.328520297805,4152.7120284800003,198.31616735236059,-72.147421682788803,12.606133092306566]
[8,2,5,1.3038158879010638E-4,0.23614206277337055,4849.2008607233383,4152.7120284800003,193.25789387785542,-72.375081257256952,12.936082194811004]
[8,2,6,2.2491721975845057E-4,0.23649224432974014,4847.1456995251983,4152.7120284800003,188.46049715850964,-72.594983505458003,13.265379417402839]
[8,2,7,3.3653963686934666E-4,0.23681847415870597,4845.2309791882171,4152.7120284800003,183.88446219124742,-72.799858581514968,13.595493443050653]
[8,2,8,3.9234858725154361E-4,0.23709004772161368,4843.6369551951175,4152.7120284800003,179.46487739492488,-72.970419148776429,13.930302331517364]
[8,2,9,2.9329974387859719E-4,0.23734377680456231,4842.1475934929904,4152.7120284800003,175.2451014879083,-73.129780850904183,14.265733984995277]
[8,2,10,9.930059765953856E-5,0.23758153629333334,4840.7519036865451,4152.7120284800003,171.21289640232203,-73.279119660193928,14.601703799960331]
[8,2,11,8.2670126756308737E-6,0.23781711938310554,4839.3689249631416,4152.7120284800003,167.37428398358344,-73.427098383598022,14.936583688359242]
[8,3,1,2.7773004938957178E-5,0.33664302936727786,4225.4437974277025,4077.0554753600004,282.97222611685424,-93.861887402960804,8.8347893159225368]
[8,3,2,5.9061070081121667E-5,0.33847586146282793,4214.5407923939765,4077.0554753600004,277.53653312374098,-95.028508941569072,9.0078231210208397]
[8,3,3,1.2167058369853707E-4,0.34017209212310684,4204.4468320920078,4077.0554753600004,272.18511099937473,-96.10856269387962,9.1849256222018081]
[8,3,4,2.4109320619605058E-4,0.34175949191678345,4194.9974039190056,4077.0554753600004,266.95891013851229,-97.119651508391328,9.3647370627294997]
[8,3,5,4.5255638427870256E-4,0.34328394075072205,4185.9198852228183,4077.0554753600004,261.92508947632206,-98.090946008883151,9.5447137385668395]
[8,3,6,7.8069092945143347E-4,0.34463153064105739,4177.8931905624213,4077.0554753600004,256.87902995208992,-98.949802337545592,9.7322074147752389]
[8,3,7,1.168133956959544E-3,0.34583741099624521,4170.7087310680445,4077.0554753600004,251.87809927618966,-99.718539503443864,9.9254361819631534]
[8,3,8,1.3618476325615173E-3,0.34690471159616576,4164.3484639327899,4077.0554753600004,246.92348275188297,-100.39908808691597,10.124593951690226]
[8,3,9,1.0180476617235366E-3,0.34782105294537019,4158.8867110731007,4077.0554753600004,241.99256085047276,-100.98349564290261,10.330896087110506]
[8,3,10,3.4467381361535487E-4,0.34862087990423413,4154.1186111763063,4077.0554753600004,237.13477180340985,-101.49368233185973,10.542528120138185]
[8,3,11,2.869492080889267E-5,0.34938693437503848,4149.5511277151718,4077.0554753600004,232.46501723774949,-101.98240306220102,10.754306302540003]
[8,4,1,6.7722066322968655E-5,0.41032870770909335,3761.0879866431601,4001.3989222400005,308.56809390665336,-102.35203674883724,8.1019394077609626]
[8,4,2,1.4401530241075176E-4,0.41319106666110106,3743.9096648322884,4001.3989222400005,304.29356653796833,-104.19011718260059,8.2157504295709831]
[8,4,3,2.9668317695175637E-4,0.41589285995350395,3727.6858849982896,4001.3989222400005,299.98884628954409,-105.9260616248382,8.3336431701432083]
[8,4,4,5.8788489527554716E-4,0.41843743087472729,3712.3981221143717,4001.3989222400005,295.66204577629861,-107.56185225341756,8.4556000193935255]
[8,4,5,1.1035195341075671E-3,0.42087416677877759,3697.750883453944,4001.3989222400005,291.3994840856688,-109.12910679008286,8.5792876670468736]
[8,4,6,1.9036471933179004E-3,0.42322417878981988,3683.618128299428,4001.3989222400005,287.23081929287639,-110.64131159161607,8.703801375335221]
[8,4,7,2.848393448285485E-3,0.42541936047336226,3670.4104598786807,4001.3989222400005,283.03746429056832,-112.05453211263608,8.8327529582213948]
[8,4,8,3.3207474631145139E-3,0.42746444549305707,3658.1006120669977,4001.3989222400005,278.82854360178567,-113.37168582848614,8.96608348523465]
[8,4,9,2.482421020653634E-3,0.42935652833427862,3646.707198576381,4001.3989222400005,274.60048184036009,-114.59078107198199,9.1041355180628685]
[8,4,10,8.4045723236479014E-4,0.4311292504196369,3636.028585078549,4001.3989222400005,270.40512316880938,-115.73339271625032,9.2453869612495918]
[8,4,11,6.9970078298093184E-5,0.43284002560205703,3625.7195090614155,4001.3989222400005,266.3242850469195,-116.83646385008326,9.3870523281778979]
[8,5,1,1.1552758317509851E-4,0.46457543757737008,3414.813602634797,3925.7423691200006,307.02750447413439,-101.84102323407095,8.1425929715381997]
[8,5,2,2.4567678942930042E-4,0.4683708227122686,3391.9103528765218,3925.7423691200006,304.59016050877921,-104.29167095820658,8.207750361417018]
[8,5,3,5.0611406684621097E-4,0.47203437402585074,3369.7859534260601,3925.7423691200006,302.06451911471282,-106.6589816994056,8.2763775345974793]
[8,5,4,1.0028772721203149E-3,0.47565136368676991,3347.9266302357514,3925.7423691200006,299.60948125554756,-108.99792928076877,8.3441952154633618]
[8,5,5,1.8825022874223692E-3,0.47923320221332472,3326.2639493998622,3925.7423691200006,297.23854774421505,-111.31583613020905,8.4107529759274158]
[8,5,6,3.2474460896283531E-3,0.48269317680270774,3305.3233521948796,3925.7423691200006,294.79875397492594,-113.55648003114212,{"$f":"IF(H916>0,bat_data_lifetime_cycles/H916,)","v":8.4803614882735801}]
[8,5,7,4.8590958439287913E-3,0.48604496707700134,3285.0234976523411,3925.7423691200006,292.3176672573706,-115.72856446719381,8.5523397318263328]
[8,5,8,5.6648881166572506E-3,0.48930862510101086,3265.2441426141477,3925.7423691200006,289.8301904974918,-117.84495545628094,8.6257404575719487]
[8,5,9,4.2347807223051077E-3,0.49246708743949169,3246.0898485002635,3925.7423691200006,287.31000461650052,-119.89446492646614,8.7014025262955368]
[8,5,10,1.4337423249031203E-3,0.49545114165395121,3227.9819566150427,3925.7423691200006,284.65422747239268,-121.83200935818466,8.7825851813230624]
[8,5,11,1.1936248374053995E-4,0.49828799954643205,3210.7571084373258,3925.7423691200006,281.91262391885078,-123.67506811320045,8.8679959245799189]
[8,6,1,1.380822782090324E-4,0.51025176204821765,3121.9858683811663,3850.0858160000007,297.70314819273528,-98.748134255531113,8.3976270159611506]
[8,6,2,2.9364078997534703E-4,0.51449552617268979,3096.2692055126035,3850.0858160000007,296.43638195813895,-101.49981718246762,8.4335127270344152]
[8,6,3,6.0492378930702712E-4,0.51857895105615215,3071.5032098041629,3850.0858160000007,294.95830847711665,-104.14977872327064,8.4757741285797827]
[8,6,4,1.1986711285091741E-3,0.5225248244370776,3047.5519035418438,3850.0858160000007,293.32756595200107,-106.71256849333861,8.5228948458566958]
[8,6,5,2.2500272007510026E-3,0.52627983020145108,3024.7412816531187,3850.0858160000007,291.46409889300827,-109.15330503543221,8.5773857209004305]
[8,6,6,3.8814518757590579E-3,0.52991236607836056,3002.6580228656976,3850.0858160000007,289.50211247581922,-111.51621372568641,8.6355155705774465]
[8,6,7,5.8077474290170218E-3,0.53346576894405173,2981.0400169360905,3850.0858160000007,287.52043536285299,-113.82934036015442,8.6950341350345433]
[8,6,8,6.7708562357938484E-3,0.53697800983725652,2959.6570382126861,3850.0858160000007,285.58120778051631,-116.11731908355873,8.7540774108686357]
[8,6,9,5.0615459423686898E-3,0.54045059181236144,2938.5004479943027,3850.0858160000007,283.68337943188357,-118.38107423692588,8.8126417733975337]
[8,6,10,1.7136548791752979E-3,0.54386172567549806,2917.7036333868182,3850.0858160000007,281.79049859795668,-120.60633339992636,8.8718392296358566]
[8,6,11,1.4266587454358641E-4,0.54718806556968302,2897.4098416936604,3850.0858160000007,279.86726489877594,-122.77776911109406,8.9328060604165866]
[8,7,1,1.1552758317509851E-4,0.54991388747014835,2867.232368200996,3774.4292628800004,284.84030821370493,-94.481530234486428,8.7768476859122924]
[8,7,2,2.4567678942930042E-4,0.5539574308665095,2842.6467329097677,3774.4292628800004,283.62205961053644,-97.112193210648115,8.8145470892953277]
[8,7,3,5.0611406684621097E-4,0.55799220138434269,2818.0941910468696,3774.4292628800004,282.46761594442756,-99.739315189977802,8.8505720970571282]
[8,7,4,1.0028772721203149E-3,0.56197071562454171,2793.864153078428,3774.4292628800004,281.28622664266288,-102.33192925260121,8.8877440955398104]
[8,7,5,1.8825022874223692E-3,0.56590347518663198,2769.893396235369,3774.4292628800004,280.09826497946079,-104.89680023480847,8.9254390782582007]
[8,7,6,3.2474460896283531E-3,0.56977860293833105,2746.2550495258051,3774.4292628800004,278.88396503824333,-107.42610333273187,8.9643016932048258]
[8,7,7,4.8590958439287913E-3,0.5736150885629302,2722.8339525232532,3774.4292628800004,277.6765867946566,-109.93216071200492,9.0032797826370725]
[8,7,8,5.6648881166572506E-3,0.57744073809523799,2699.4606888021694,3774.4292628800004,276.520167068766,-112.43309993016067,9.0409319020058714]
[8,7,9,4.2347807223051077E-3,0.58120630993621625,2676.4365913547235,3774.4292628800004,275.33352110480996,-114.8966783570376,9.079896955403175]
[8,7,10,1.4337423249031203E-3,0.58487831110904642,2653.9675117036627,3774.4292628800004,274.06745298995543,-117.30086987970124,9.1218419871681196]
[8,7,11,1.1936248374053995E-4,0.588386591890947,2632.4844444466821,3774.4292628800004,272.62265346751258,-119.59955807619806,9.1701843856417291]
[8,8,1,6.7722066322968655E-5,0.58687432969922981,2630.2197879835107,3698.7727097600005,273.46014204732626,-90.70672911709778,9.1421001294124196]
[8,8,2,1.4401530241075176E-4,0.59069483150551494,2606.9166297153538,3698.7727097600005,272.19674956714533,-93.200167051790302,9.184532893855522]
[8,8,3,2.9668317695175637E-4,0.59447774743507686,2583.8247351057053,3698.7727097600005,270.94590703773105,-95.670999775022509,9.2269339933297392]
[8,8,4,5.8788489527554716E-4,0.59823451611879841,2560.8747120312237,3698.7727097600005,269.72691655852765,-98.126652243992098,9.2686337422224927]
[8,8,5,1.1035195341075671E-3,0.6019440323686206,2538.1959887043922,3698.7727097600005,268.50006846452146,-100.55327563996292,9.3109845904204676]
[8,8,6,1.9036471933179004E-3,0.60564759774670529,2515.5364142363087,3698.7727097600005,267.33605947053053,-102.97785010804823,9.3515255852553043]
[8,8,7,2.848393448285485E-3,0.6093315018647989,2492.980032009661,3698.7727097600005,266.20708008663735,-105.39138300629942,9.3911852351424034]
[8,8,8,3.3207474631145139E-3,0.61299722755844821,2470.518006285633,3698.7727097600005,265.11269001173326,-107.79481975877034,9.4299522210323303]
[8,8,9,2.482421020653634E-3,0.61661090593243562,2448.358337117565,3698.7727097600005,263.99689518273112,-110.16590435975348,9.4698083410017801]
[8,8,10,8.4045723236479014E-4,0.62021426091449638,2426.2455756981444,3698.7727097600005,262.92516315801839,-112.53196983163156,9.50840904678833]
[8,8,11,6.9970078298093184E-5,0.623785063858456,2404.3164065995543,3698.7727097600005,261.86093212943024,-114.87839092518092,9.5470522451372126]
[8,9,1,2.7773004938957178E-5,0.62129417338981729,2409.7868520678508,3623.1161566400006,263.15577063100244,-87.288769118303506,9.500076680839749]
[8,9,2,5.9061070081121667E-5,0.62492587033832381,2387.5692390675108,3623.1161566400006,261.87515686138897,-89.666053709339565,9.5465336611645633]
[8,9,3,1.2167058369853707E-4,0.62853480015908048,2365.4744571646715,3623.1161566400006,260.63493450281345,-92.030195372943496,9.5919605127723724]
[8,9,4,2.4109320619605058E-4,0.63209600919291042,2343.6557404547898,3623.1161566400006,259.38647075563722,-94.364798060900839,9.6381279745125941]
[8,9,5,4.5255638427870256E-4,0.63563560036994604,2321.9536127952142,3623.1161566400006,258.17603663678312,-96.686925720475045,9.6833154330165172]
[8,9,6,7.8069092945143347E-4,0.63915611411564288,2300.3527537619234,3623.1161566400006,257.00471868389781,-98.998217637037328,9.7274478569977845]
[8,9,7,1.168133956959544E-3,0.64265592384725845,2278.8633920597954,3623.1161566400006,255.86658080112446,-101.29757933916517,9.7707171924228611]
[8,9,8,1.3618476325615173E-3,0.64615321071708787,2257.3740303576697,3623.1161566400006,254.78834491218103,-103.59694104129275,9.8120657789966241]
[8,9,9,1.0180476617235366E-3,0.64963689078317721,2235.9528652060321,3623.1161566400006,253.74791687639063,-105.88900571251784,9.8522976297686657]
[8,9,10,3.4467381361535487E-4,0.65310383841167408,2214.6193005569253,3623.1161566400006,252.73761011675697,-108.17169712997212,9.8916817281174616]
[8,9,11,2.869492080889267E-5,0.65653363130261566,2193.4993420666515,3623.1161566400006,251.72448755056124,-110.43153268843129,9.9314930554694296]
[8,10,1,8.0014085210356813E-6,0.65348600833242487,2203.8884619936248,3547.4596035200002,253.97869236767121,-84.244732258356336,9.8433454267135332]
[8,10,2,1.7015506620448411E-5,0.65700608881307299,2182.2927173127732,3547.4596035200002,252.79052844394749,-86.555476939207566,9.8896110364132479]
[8,10,3,3.505332056450546E-5,0.66050724168895236,2160.7975223642379,3547.4596035200002,251.64390483914124,-88.855462798700785,9.9346733694904277]
[8,10,4,6.9459003037693063E-5,0.6639739022065847,2139.4987746765551,3547.4596035200002,250.50695107554455,-91.134428801283249,9.9797629936667231]
[8,10,5,1.3038158879010638E-4,0.6674174694465359,2118.3268036151972,3547.4596035200002,249.39874420520277,-93.399829704848642,10.024108212602005]
[8,10,6,2.2491721975845057E-4,0.67081337784178696,2097.4330920285533,3547.4596035200002,248.27481008468138,-95.635456844619341,10.069487110461596]
[8,10,7,3.3653963686934666E-4,0.67416007578184389,2076.8277983199878,3547.4596035200002,247.1336783820046,-97.840223271435832,10.115982638900588]
[8,10,8,3.9234858725154361E-4,0.67745803172966745,2056.508649383818,3547.4596035200002,245.97730498673371,-100.01437220760613,10.163539275035282]
[8,10,9,2.9329974387859719E-4,0.68072500006338743,2036.3667473484218,3547.4596035200002,244.83478486794493,-102.16955572539371,10.210967372746524]
[8,10,10,9.930059765953856E-5,0.68395636559255668,2016.4309486059062,3547.4596035200002,243.69786493187513,-104.30268619084268,10.25860444324724]
[8,10,11,8.2670126756308737E-6,0.6871722461890718,1996.5774400091748,3547.4596035200002,242.59633373761741,-106.42701161069321,10.305184589903575]
[8,11,1,1.5944835820904437E-6,0.68403443392702223,2008.7922488819188,3471.8030504000008,246.31706272308929,-81.703369705248363,10.149520184927306]
[8,11,2,3.3907712468284883E-6,0.6872902587654004,1988.7630927272082,3471.8030504000008,244.87876581133949,-83.84648941380253,10.209133453106588]
[8,11,3,6.9852631559702916E-6,0.69052187979000224,1968.8694757059322,3471.8030504000008,243.48656594471606,-85.975106435079226,10.267506916860572]
[8,11,4,1.3841467996641737E-5,0.69372855214551288,1949.116273472551,3471.8030504000008,242.13496172086576,-88.088699074050808,{"$f":"IF(H980>0,bat_data_lifetime_cycles/H980,)","v":10.324820431681447}]
[8,11,5,2.5981838345854533E-5,0.69690579147247256,1929.531430432894,3471.8030504000008,240.81248939731475,-90.184277279294264,10.381521349896717]
[8,11,6,4.4820460459111528E-5,0.70006681225944323,1910.0337565940972,3471.8030504000008,239.53927409149964,-92.270528380045477,10.436701912376362]
[8,11,7,6.70640580717901E-5,0.70321561422580969,1890.5987409727347,3471.8030504000008,238.3179465812874,-94.35007505153159,10.490187733919903]
[8,11,8,7.8185406879836597E-5,0.70633844949389113,1871.3114562797862,3471.8030504000008,237.12202290623978,-96.413814513677139,10.54309494056789]
[8,11,9,5.8447412729430607E-5,0.7094120548016255,1852.316019430112,3471.8030504000008,235.91259587009893,-98.4463262565924,10.59714506035354]
[8,11,10,1.9788162577081962E-5,0.71247412002366506,1833.3798492173469,3471.8030504000008,234.74882352653796,-100.47249646935826,10.649680635001689]
[8,11,11,1.64741194623079E-6,0.71553423985486442,1814.4436790045806,3471.8030504000008,233.64182056558971,-102.49866668212418,10.700139187188798]
[9,1,1,6.53902085463461E-7,7.7615276842442613E-2,6578.6663688088429,4793.5685816000005,78.365021570338001,-28.147609384112886,31.901988283842655]
[9,1,2,1.3905645781086005E-6,7.7629924589443094E-2,6578.5599858301211,4793.5685816000005,75.949359327115999,-28.2539923628363,32.916670030519029]
[9,1,3,2.8646755579706926E-6,7.7644571899643008E-2,6578.4536028513967,4793.5685816000005,73.680100856210473,-28.36037534155971,33.930463869462464]
[9,1,4,5.6764239472529021E-6,7.7659218773061256E-2,6578.347219872674,4793.5685816000005,71.544328177711165,-28.466758320283116,34.943370965622499]
[9,1,5,1.0655223088753698E-5,7.7673865209717863E-2,6578.2408368939496,4793.5685816000005,69.530599652268975,-28.573141299006519,35.955392481911638]
[9,1,6,1.8380993630063716E-5,7.7688511209631897E-2,6578.1344539152269,4793.5685816000005,67.628744933795787,-28.679524277729911,36.966529579209848]
[9,1,7,2.7503153952386518E-5,7.7703156772823231E-2,6578.0280709365034,4793.5685816000005,65.829693173077899,-28.78590725645331,37.976783416368932]
[9,1,8,3.2064049568015169E-5,7.7717801899311142E-2,6577.9216879577807,4793.5685816000005,64.125328347134626,-28.892290235176691,38.986155150217016]
[9,1,9,2.3969444090237373E-5,7.7732446589115572E-2,6577.8153049790562,4793.5685816000005,62.508366845598722,-28.998673213900084,39.994645935562907]
[9,1,10,8.1151796870053578E-6,7.7747090842255548E-2,6577.7089220003336,4793.5685816000005,60.972253419139612,-29.105056192623515,41.002256925200548]
[9,1,11,6.7560815260663385E-7,7.7761734658751094E-2,6577.6025390216091,4793.5685816000005,59.511072354946798,-29.211439171346921,42.0089892699134]
[9,2,1,3.2813995561439136E-6,0.20994964570584992,5671.7870672179379,4717.9120284800001,218.43660521664856,-72.455421950362322,11.444968198074971]
[9,2,2,6.9781058828722509E-6,0.210295632257682,5669.4967509292383,4717.9120284800001,212.32618514384743,-72.700485793253463,11.774336727739406]
[9,2,3,1.4375462799998388E-5,0.21058758490876101,5667.5639995075626,4717.9120284800001,206.47774057029949,-72.907290195372894,12.107842681225122]
[9,2,4,2.8485327444396385E-5,0.21086075507947286,5665.7554888692639,4717.9120284800001,200.93678074126078,-73.100800833670775,12.441724162084402]
[9,2,5,5.346984677265493E-5,0.21112011999095071,5664.0382850919841,4717.9120284800001,195.68635951359011,-73.284541637839595,12.775545552659633]
[9,2,6,9.2239168034501551E-5,0.21137719471892488,5662.3361574324081,4717.9120284800001,190.72344054365004,-73.4666692974141,13.107985011563567]
[9,2,7,1.3801582710652144E-4,0.21163425640538644,5660.6340297728348,4717.9120284800001,186.02878746397698,-73.648796956988605,13.438780277402525]
[9,2,8,1.6090323055949435E-4,0.21187092367624683,5659.0668668874487,4717.9120284800001,181.54570434265815,-73.816483385724894,13.770637036288003]
[9,2,9,1.2028302852555483E-4,0.21209159919007708,5657.6055322401171,4717.9120284800001,177.26538747421316,-73.972846192989337,14.103148029186892]
[9,2,10,4.0723447156608707E-5,0.21228550860414314,5656.321392765507,4717.9120284800001,173.15478765601034,-74.110249116772593,14.437949038790109]
[9,2,11,3.3903245476260172E-6,0.21246937560093576,5655.1037124782924,4717.9120284800001,169.22849534420914,-74.240540907504652,14.772925770657146]
[9,3,1,1.1389785415890829E-5,0.30376492301510155,5014.9890632093129,4642.2554753600007,290.76550503464296,-96.446918019991401,8.5979937671841089]
[9,3,2,2.4221106651418902E-5,0.30552199179202083,5003.2082958846831,4642.2554753600007,285.36057279125629,-97.70746012372652,8.7608458854222011]
[9,3,3,4.9897439718834979E-5,0.30714005387412674,4992.3558909804615,4642.2554753600007,280.00189025340757,-98.868667448478774,8.9285111530406009]
[9,3,4,9.8872984390332389E-5,0.30865746662900223,4982.1753657285417,4642.2554753600007,274.76081267298986,-99.957983650434329,9.098822993275272]
[9,3,5,1.8559461307320079E-4,0.31011063834270036,4972.4229563390263,4642.2554753600007,269.69690642219405,-101.00149145511216,9.2696650961446423]
[9,3,6,3.2016348904729164E-4,0.31141453612309783,4963.6699378525582,4642.2554753600007,264.63671971226245,-101.9380644331641,9.4469127440750906]
[9,3,7,4.7905493611611428E-4,0.31260256077639265,4955.6927906887004,4642.2554753600007,259.64036165621621,-102.7916191796965,9.6287032726837438]
[9,3,8,5.5849744520288251E-4,0.31366291612838509,4948.5713000771784,4642.2554753600007,254.68179703671584,-103.55361867512917,9.8161707239704725]
[9,3,9,4.1750413524449829E-4,0.31459139456492019,4942.3342764109057,4642.2554753600007,249.75073138610122,-104.22098020742055,10.009980696053034]
[9,3,10,1.4135167527547514E-4,0.31541418104324992,4936.8062700328846,4642.2554753600007,244.88896469595403,-104.81247688986878,10.208708273579893]
[9,3,11,1.1767865639948278E-5,0.31618566768355122,4931.6221048865627,4642.2554753600007,240.18049364149795,-105.36718256052562,10.40883862838416]
[9,4,1,2.7773004938957178E-5,0.37234700224149858,4527.0323500475788,4566.5989222400003,319.78082605066498,-106.07130000100626,7.8178545939583897]
[9,4,2,5.9061070081121654E-5,0.37506512082568244,4508.6563201640001,4566.5989222400003,315.53018457520085,-108.03753519854948,7.9231722421921598]
[9,4,3,1.2167058369853706E-4,0.37762839972145895,4491.3179132904825,4566.5989222400003,311.22272651944201,-109.89274473401555,8.0328323961387369]
[9,4,4,2.4109320619605058E-4,0.38002159101078642,4475.1219537158768,4566.5989222400003,306.83263443787087,-111.62571240849792,8.1477643490565974]
[9,4,5,4.5255638427870256E-4,0.38231257537486341,4459.6103920183932,4566.5989222400003,302.49786251035488,-113.28544951012827,8.2645212076975323]
[9,4,6,7.8069092945143347E-4,0.38443576355443865,4445.2285573044965,4566.5989222400003,298.09009819448363,-114.82430582451539,8.386726077593222]
[9,4,7,1.1681339569595437E-3,0.38640919265074014,4431.8556468872775,4566.5989222400003,293.64790916685388,-116.25520723915778,8.5135971411922196]
[9,4,8,1.3618476325615173E-3,0.38826278987240054,4419.2899476537123,4566.5989222400003,289.22709556603462,-117.59973705715002,8.643726809576231]
[9,4,9,1.0180476617235366E-3,0.39003202022852379,4407.291814408105,4566.5989222400003,284.88746061449677,-118.88353731442976,8.7753950089889816]
[9,4,10,3.4467381361535487E-4,0.39174499490705961,4395.6711183199077,4566.5989222400003,280.67044812118405,-120.12695179586679,8.907243412105089]
[9,4,11,2.8694920808892666E-5,0.39336149850051966,4384.7012064445662,4566.5989222400003,276.50041569757946,-121.30073236652819,9.0415777267197992]
[9,5,1,4.7378178374034401E-5,0.42320758001906461,4160.2143305524241,4490.9423691200009,319.88951154485773,-106.10735097943019,7.8151984037445628]
[9,5,2,1.0075272443205044E-4,0.42667160948740396,4136.6735588647825,4490.9423691200009,317.24945546146796,-108.6262135500078,7.8802341720761175]
[9,5,3,2.075587654275129E-4,0.4300592251725146,4113.6361706591579,4490.9423691200009,314.61686232797683,-111.09121408800971,7.9461729466802682]
[9,5,4,4.1128271690550578E-4,0.43338906916710229,4090.976311480088,4490.9423691200009,312.02808966511475,-113.51581902016991,8.0120991756964379]
[9,5,5,7.7201934561242701E-4,0.43663686075120506,4068.8601548018228,4490.9423691200009,309.4319032970451,-115.88224778474472,8.079322052322695]
[9,5,6,1.3317865384691618E-3,0.43981202337439174,4047.2245529372326,4490.9423691200009,306.84646205673567,-118.19725718425565,8.1473971811275181]
[9,5,7,1.9927285181865506E-3,0.44292846684249254,4025.9755726222202,4490.9423691200009,304.29628208628623,-120.47089807796202,8.2156771119901499]
[9,5,8,2.323186136882554E-3,0.44595719148553653,4005.3118706279006,4490.9423691200009,301.72630150357395,-122.68191419135429,8.2856548717891183]
[9,5,9,1.7366951763562897E-3,0.4488343806283257,3985.670317083197,4490.9423691200009,299.0260254508425,-124.78356042063749,8.360476303795771]
[9,5,10,5.8798165550393369E-4,0.45153196865082634,3967.2444609873328,4490.9423691200009,296.15683883853757,-126.75512702289487,8.4414731390450211]
[9,5,11,4.8950881602498832E-5,0.45401950719137441,3950.2444399082819,4490.9423691200009,293.07984791053678,-128.5741292783529,8.5300985988061857]
[9,6,1,5.662792060113572E-5,0.46615783312015324,3848.8618941673458,4415.2858160000005,311.04376877251309,-103.17321810184202,8.037454053060987]
[9,6,2,1.2042289246420481E-4,0.47010639645478708,3821.9212842728675,4415.2858160000005,309.74259159039707,-106.05586336055181,{"$f":"IF(H1044>0,bat_data_lifetime_cycles/H1044,)","v":8.071218062596941}]
[9,6,3,2.4808090332026199E-4,0.47389271874108585,3796.067385738766,4415.2858160000005,308.19096715859683,-108.82223050370015,8.1118535791267554]
[9,6,4,4.9157831383210137E-4,0.47754272247296969,3771.1255212808464,4415.2858160000005,306.46236943567357,-111.49101000069784,8.1576084026353843]
[9,6,5,9.2274231948607035E-4,0.48107774616615634,3746.9517648912183,4415.2858160000005,304.61308927740487,-114.077601934388,8.2071325494594927]
[9,6,6,1.5917940483635177E-3,0.48455396070036005,3723.1632652086669,4415.2858160000005,302.75953115374085,-116.62297140042111,8.257378357249813]
[9,6,7,2.3817731322766725E-3,0.48798944622187951,3699.6369994614015,4415.2858160000005,300.93529132452215,-119.14028183537863,8.3074337642375546]
[9,6,8,2.7767466925901142E-3,0.49137632216039367,3676.4275558708086,4415.2858160000005,299.12368986613848,-121.62369229957228,8.3577465934536335]
[9,6,9,2.0757538582145568E-3,0.49468415992420522,3653.7443370059505,4415.2858160000005,297.27006162979103,-124.05079671811207,8.4098613439028593]
[9,6,10,7.0277456089466413E-4,0.49791185025213203,3631.5960335020523,4415.2858160000005,295.37538596502134,-126.42066519302942,8.4638061219361482]
[9,6,11,5.8507666015734493E-5,0.50101034266161626,3610.32061917185,4415.2858160000005,293.36023370494792,-128.69713452636088,8.5219457607687144]
[9,7,1,4.7378178374034401E-5,0.50432254871897986,3571.7763269975412,4339.6292628800002,299.31751861041198,-99.283620923073713,8.3523343759039026]
[9,7,2,1.0075272443205044E-4,0.50815729399740572,3545.5252553413034,4339.6292628800002,298.16730604640986,-102.09248559029102,8.3845544072188591]
[9,7,3,2.075587654275129E-4,0.51197725396293592,3519.3550425753474,4339.6292628800002,297.06230064074839,-104.89269835624816,8.4157430768146142]
[9,7,4,4.1128271690550578E-4,0.51575428164246961,3493.4589572426617,4339.6292628800002,295.94166983739859,-107.66357948684558,8.4476106435893037]
[9,7,5,7.7201934561242701E-4,0.51946922341977364,3467.9691261111625,4339.6292628800002,294.76900245104434,-110.39099141791579,8.4812174252114705]
[9,7,6,1.3317865384691618E-3,0.5231524741270579,3442.6777066025875,4339.6292628800002,293.60636891311924,-113.09717330533303,8.5148016688281452]
[9,7,7,1.9927285181865506E-3,0.52680237580768774,3417.59656415369,4339.6292628800002,292.44974879354828,-115.78085554736552,8.5484771668066912]
[9,7,8,2.323186136882554E-3,0.53039283394204484,3392.9057019012685,4339.6292628800002,291.25129810225008,-118.42277780837489,8.5836527297547729]
[9,7,9,1.7366951763562897E-3,0.53391114249222027,3368.6934687001394,4339.6292628800002,289.9915810229943,-121.01348676089552,8.6209399292932147]
[9,7,10,5.8798165550393369E-4,0.53732642407754883,3345.1736302421127,4339.6292628800002,288.6217511119259,-123.53010947590404,8.6618558385452875]
[9,7,11,4.8950881602498832E-5,0.5406513199388927,3322.2605064062182,4339.6292628800002,287.17076299599955,-125.98181372634457,8.7056216096581753]
[9,8,1,2.7773004938957178E-5,0.53963907641634823,3315.6075528581869,4263.9727097600007,288.29441543478305,-95.627257599716955,8.6716906958800983]
[9,8,2,5.9061070081121654E-5,0.5432489005489427,3290.8203188156294,4263.9727097600007,287.03122559074399,-98.279491642270301,8.7098537619198275]
[9,8,3,1.2167058369853706E-4,0.54685606797567576,3266.0330847730793,4263.9727097600007,285.8445927069497,-100.93172568482349,8.7460111675543271]
[9,8,4,2.4109320619605058E-4,0.55045191605558907,3241.3054633305778,4263.9727097600007,284.71022863983524,-103.57758117917135,8.7808576879847742]
[9,8,5,4.5255638427870256E-4,0.55403037893276164,3216.6793649239262,4263.9727097600007,283.61167879488335,-106.21257370868311,8.8148697212433085]
[9,8,6,7.8069092945143347E-4,0.55759873389231418,3192.10489683882,4263.9727097600007,282.55981774088798,-108.84204179378931,8.8476840761998972]
[9,8,7,1.1681339569595437E-3,0.56113643682301739,3167.7238286924103,4263.9727097600007,281.51254378746205,-111.45081608545561,8.8805989472620599]
[9,8,8,1.3618476325615173E-3,0.56462707580029503,3143.6498287716413,4263.9727097600007,280.43958208799376,-114.02673407697772,8.9145761143502664]
[9,8,9,1.0180476617235366E-3,0.56808417848147508,3119.7901777823813,4263.9727097600007,279.36668280093141,-116.57971673282819,8.9488122740156069]
[9,8,10,3.4467381361535487E-4,0.57150216783826802,3096.1838799215425,4263.9727097600007,278.2840901961174,-119.1055906039378,8.9836253241719817]
[9,8,11,2.8694920808892666E-5,0.57489155043840467,3072.7588454229162,4263.9727097600007,277.21009641051052,-121.61206929529055,9.0184305419303321]
[9,9,1,1.1389785415890829E-5,0.57277369318738336,3075.5486460899128,4188.3161566400004,278.29483703658167,-92.310397445034198,8.9832784058131008]
[9,9,2,2.4221106651418902E-5,0.57625056932709462,3051.6046975529953,4188.3161566400004,277.08060729697598,-94.872399938484349,9.0226451587082419]
[9,9,3,4.9897439718834979E-5,0.5796976050617173,3027.8494187999167,4188.3161566400004,275.88279457678902,-97.414214765064045,9.0618191824360093]
[9,9,4,9.8872984390332389E-5,0.58312179557526289,3004.2349693177357,4188.3161566400004,274.71402105458458,-99.940960859657778,9.1003727818583382]
[9,9,5,1.8559461307320079E-4,0.58652535547463225,2980.7463744406341,4188.3161566400004,273.57607613219687,-102.45424051150755,9.1382259565414454]
[9,9,6,3.2016348904729164E-4,0.58990501059263056,2957.4065340863017,4188.3161566400004,272.46002967139549,-104.95160342942133,9.1756578130566986]
[9,9,7,4.7905493611611428E-4,0.59325387058104462,2934.2634083720254,4188.3161566400004,271.35114392737819,-107.42791788084892,9.2131544529956955]
[9,9,8,5.5849744520288251E-4,0.59657866361285206,2911.270874952284,4188.3161566400004,270.26099103974713,-109.88811895676119,9.2503175925686083]
[9,9,9,4.1750413524449829E-4,0.59987458170365782,2888.4625416524254,4188.3161566400004,269.17951262843542,-112.32861061984589,9.287482452094709]
[9,9,10,1.4135167527547514E-4,0.60314679739304744,2865.8029671843415,4188.3161566400004,268.11491842974584,-114.75318508793092,9.3243599223855753]
[9,9,11,1.1767865639948278E-5,0.60641372666555216,2843.1648109646171,4188.3161566400004,267.09703169236775,-117.17546780344135,9.3598943580900791]
[9,10,1,3.2813995561439136E-6,0.60387309621750018,2850.4634758619018,4112.65960352,269.1281088285449,-89.269793698428657,9.2892563726693087]
[9,10,2,6.9781058828722509E-6,0.60720064769869486,2827.4847524576467,4112.65960352,267.89870649148253,-91.72851710268408,9.331885296278891]
[9,10,3,1.4375462799998388E-5,0.61051696193458282,2804.5679999881368,4112.65960352,266.72503431583488,-94.180609616921828,9.3729484613720064]
[9,10,4,2.8485327444396385E-5,0.61380251151647436,2781.8484389939254,4112.65960352,265.56240418719636,-96.61160264330249,9.4139831564325522]
[9,10,5,5.346984677265493E-5,0.61705785940062596,2759.3225880330519,4112.65960352,264.41086434209802,-99.021868696116073,9.4549821400888785]
[9,10,6,9.2239168034501551E-5,0.62028829513808426,2736.9542131095691,4112.65960352,263.27955558911867,-101.41528481292904,9.4956100727455226]
[9,10,7,1.3801582710652144E-4,0.62349604734770647,2714.7281963005967,4112.65960352,262.17092349454072,-103.79346861148922,9.535763793623202]
[9,10,8,1.6090323055949435E-4,0.62668750292474984,2692.6005367261282,4112.65960352,261.09475697480758,-106.16112818595734,9.5750677990106823]
[9,10,9,1.2028302852555483E-4,0.62985584379140636,2670.6187615637668,4112.65960352,260.036372222213,-108.51317812832997,9.6140396769711707]
[9,10,10,4.0723447156608707E-5,0.63299035360166689,2648.8575922748278,4112.65960352,258.9757552388935,-110.8416232422467,9.6534132999973767]
[9,10,11,3.3903245476260172E-6,0.63609903657792322,2627.2618475939762,4112.65960352,257.92652820400639,-113.15236792309767,9.6926827085526881]
[9,11,1,6.5390208546346111E-7,0.63323118906032549,2638.2210003382761,4037.0030504000006,261.01917418975461,-86.580060078741937,9.5778404316862975]
[9,11,2,1.390564578108601E-6,0.63637933913782896,2616.4239684652507,4037.0030504000006,259.67389745664576,-88.912342489155876,9.6274597658295296]
[9,11,3,2.864675557970693E-6,0.63951175531169735,2594.7218408056756,4037.0030504000006,258.38139379419437,-91.234470148730253,9.6756192978481135]
[9,11,4,5.6764239472529038E-6,0.64264215099997901,2573.0197131461,4037.0030504000006,257.16491975894581,-93.55659780830473,9.7213881362332835]
[9,11,5,1.06552230887537E-5,0.6457705281569377,2551.3175854865272,4037.0030504000006,256.01795852571121,-95.878725467879377,9.7649399846649096]
[9,11,6,1.8380993630063716E-5,0.6488873191110659,2529.6819082358147,4037.0030504000006,254.91625891408381,-98.193742933705579,9.8071421989704959]
[9,11,7,2.7503153952386525E-5,0.65199636068272138,2508.0861635549659,4037.0030504000006,253.86331804636552,-100.50448761455647,9.8478189729774215]
[9,11,8,3.2064049568015176E-5,0.65510340923923582,2486.4904188741157,4037.0030504000006,252.86579511905367,-102.81523229540755,9.8866673478829199]
[9,11,9,2.3969444090237379E-5,0.65818101967668585,2465.0856294790656,4037.0030504000006,251.87046431986002,-105.10554476067813,9.9257370519838073]
[9,11,10,8.1151796870053595E-6,0.6612382615888639,2443.8090337343851,4037.0030504000006,250.89285164803366,-107.38214050535895,9.9644130296192657]
[9,11,11,6.7560815260663395E-7,0.66427952675139768,2422.6302943649421,4037.0030504000006,249.93905999062838,-109.64826561788917,{"$f":"IF(H1108>0,bat_data_lifetime_cycles/H1108,)","v":10.002438194709299}]
[10,1,1,1.8838932733602843E-7,6.9492940972005188E-2,7409.4201663614003,5358.7685816000012,78.007046392450505,-28.030424326359309,32.048386852420926]
[10,1,2,4.0062194525884529E-7,6.9506169925378558E-2,7409.3137833826777,5358.7685816000012,75.602570873537474,-28.136807305082701,33.067658561265326]
[10,1,3,8.2531362630470903E-7,6.9519398525391976E-2,7409.2074004039532,5358.7685816000012,73.343821143649492,-28.243190283806122,34.086034256431205]
[10,1,4,1.6353789242607528E-6,6.9532626772059167E-2,7409.1010174252306,5358.7685816000012,71.217939044931398,-28.349573262529535,35.103515118890904]
[10,1,5,3.0697719963424019E-6,6.9545854665394716E-2,7408.9946344465061,5358.7685816000012,69.213535923282905,-28.455956241252956,36.120102327542249]
[10,1,6,5.2955681021895468E-6,6.9559082205412265E-2,7408.8882514677844,5358.7685816000012,67.320488530614881,-28.562339219976341,37.135797059213139]
[10,1,7,7.9236643954683497E-6,6.9572309392126594E-2,7408.7818684890599,5358.7685816000012,65.529768024037011,-28.668722198699768,38.150600488666058]
[10,1,8,9.2376593745012393E-6,6.9585536225551289E-2,7408.6754855103372,5358.7685816000012,63.833295965173789,-28.775105177423125,39.164513788602605]
[10,1,9,6.905601846456697E-6,6.9598762705700978E-2,7408.5691025316128,5358.7685816000012,62.223822473431753,-28.881488156146524,40.177538129668051]
[10,1,10,2.3379849620182453E-6,6.9611988832589386E-2,7408.4627195528901,5358.7685816000012,60.694822656276806,-28.987871134869952,41.189674680455802]
[10,1,11,1.9464284981151457E-7,6.9625214606230987E-2,7408.3563365741666,5358.7685816000012,59.240408196056244,-29.09425411359334,42.200924607511908]
[10,2,1,9.4537189717716096E-7,0.18946312605654186,6492.4784759538334,5283.1120284800008,219.7609292651355,-72.89470023724553,11.375998492360846]
[10,2,2,2.0103937616625695E-6,0.18969892936471855,6490.7403666550881,5283.1120284800008,213.43655938145764,-73.080677932211273,11.713082366231154]
[10,2,3,4.1415738338199945E-6,0.18991540891430503,6489.1446219742365,5283.1120284800008,207.45234384894408,-73.251422613062374,12.050960493463352]
[10,2,4,8.206628783563051E-6,0.19013187923546368,6487.5488772933859,5283.1120284800008,201.82014099481358,-73.422167293913361,12.387267136357048]
[10,2,5,1.5404674018009144E-5,0.19033612894060672,6486.0431564100936,5283.1120284800008,196.48405721875938,-73.583279428425527,12.723678630152552]
[10,2,6,2.6574123567351179E-5,0.19052480674858013,6484.6521771295002,5283.1120284800008,191.41254987395897,-73.732114211449158,13.060794611670948]
[10,2,7,3.9762388602713901E-5,0.19071239237966789,6483.2691984060948,5283.1120284800008,186.61301574855585,-73.880092934853351,13.396707566038822]
[10,2,8,4.6356254315678957E-5,0.19088894931057218,6481.9674823135865,5283.1120284800008,182.04470377951736,-74.019376556751794,13.732890592784639]
[10,2,9,3.4653565629491794E-5,0.19105005893309637,6480.7738458764743,5283.1120284800008,177.6829514869942,-74.14709565552279,14.070004910870651]
[10,2,10,1.1732433627582467E-5,0.19119377927134049,6479.6663958817744,5283.1120284800008,173.51774019849415,-74.325066295112961,14.407748724367584]
[10,2,11,9.7675320996323666E-7,0.1913351634456151,6478.6025660945415,5283.1120284800008,169.54507087346607,-74.533896082347042,14.74534167888482]
[10,3,1,3.2813995561439136E-6,0.27614803633887686,5816.3676550559521,5207.4554753600014,295.74400234722054,-98.098285578572771,8.4532568037165312]
[10,3,2,6.9781058828722518E-6,0.27787479052920933,5803.4878557500542,5207.4554753600014,290.52693955696355,-99.4764241043044,8.6050539884953618]
[10,3,3,1.4375462799998386E-5,0.27950428155929385,5791.3294865423586,5207.4554753600014,285.40744720908458,-100.77736960952782,8.7594070317602579]
[10,3,4,2.8485327444396388E-5,0.28101632077326999,5780.0439569646469,5207.4554753600014,280.33238393167449,-101.98492127434315,8.9179850181323541]
[10,3,5,5.346984677265493E-5,0.28247892512865347,5769.1241714898306,5207.4554753600014,275.44282595500266,-103.15333832014841,9.0762937510974027]
[10,3,6,9.2239168034501565E-5,0.28380752722592151,5759.2020935338414,5207.4554753600014,270.54776911069376,-104.2150006614394,9.2405123435970111]
[10,3,7,1.3801582710652144E-4,0.28499520711438259,5750.3302124830798,5207.4554753600014,265.63347293223188,-105.1642919338706,9.41146449806722]
[10,3,8,1.6090323055949435E-4,0.28606296566030753,5742.3523467307223,5207.4554753600014,260.74255673726861,-106.01792356937348,9.5880014036951735]
[10,3,9,1.2028302852555484E-4,0.28697597678106013,5735.5293486737655,5207.4554753600014,255.80633683553253,-106.74798436146766,9.7730182564138097]
[10,3,10,4.0723447156608707E-5,0.2877882237078031,5729.4583275287278,5207.4554753600014,250.92893370090388,-107.39758362398693,9.9629802076945371]
[10,3,11,3.3903245476260172E-6,0.28856780735849014,5723.6305210114606,5207.4554753600014,246.23013202948403,-108.02115892133469,10.153103437806083]
[10,4,1,8.0014085210356813E-6,0.34047559405088457,5306.6092020025035,5131.798922240001,328.34882256292764,-108.91330444412377,7.6138540119810481]
[10,4,2,1.7015506620448411E-5,0.34299438499858992,5287.6738669251827,5131.798922240001,324.00521406949849,-110.93938529739688,7.7159252118200632]
[10,4,3,3.505332056450546E-5,0.34535009127064015,5269.9559098614327,5131.798922240001,319.55595214731807,-112.8352067032186,7.8233560764578662]
[10,4,4,6.9459003037693076E-5,0.3475914005192689,5253.0906154959348,5131.798922240001,315.1176283681308,-114.63979320032649,7.9335453650959114]
[10,4,5,1.3038158879010638E-4,0.3497598105803385,5236.7666712951041,5131.798922240001,310.77825161499283,-116.38645522981535,8.0443209491284513]
[10,4,6,2.2491721975845057E-4,0.35180754628045274,5221.3446689030388,5131.798922240001,306.42941195681618,-118.03660948576618,8.1584857799234847]
[10,4,7,3.3653963686934666E-4,0.35374253561694263,5206.7659785762853,5131.798922240001,302.08772253278107,-119.59652935072886,8.2757418243924565]
[10,4,8,3.9234858725154361E-4,0.35558103099415272,5192.909065677557,5131.798922240001,297.78460165000553,-121.07921903089283,8.3953300007712262]
[10,4,9,2.9329974387859719E-4,0.35733297809321518,5179.6997287976228,5131.798922240001,293.53610849998938,-122.49261807704627,8.5168397604483825]
[10,4,10,9.9300597659538573E-5,0.35899970221125799,5167.1286546017627,5131.798922240001,289.34047433645475,-123.83772301600337,8.6403397441483314]
[10,4,11,8.267012675630872E-6,0.36057414244469405,5155.2497663585309,5131.798922240001,285.18067941196335,-125.10876405802915,8.7663722702216305]
[10,5,1,1.3649663080619516E-5,0.3888806389072369,4917.7418900365055,5056.1423691200016,331.33461325834514,-109.90369121779432,7.5452424828634586]
[10,5,2,2.9026880942845428E-5,0.39216165403330272,4892.9515473450056,5056.1423691200016,328.72738868511703,-112.55625788578523,7.6050858128974221]
[10,5,3,5.9797723651350272E-5,0.39537098030400697,4868.6870469918777,5056.1423691200016,326.1188315592438,-115.15255942357059,7.665917322366715]
[10,5,4,1.1849063660325637E-4,0.39849184956843486,4845.076320883938,5056.1423691200016,323.47143242748297,-117.67890711711976,7.7286577712251585]
[10,5,5,2.2241893464408128E-4,0.40153050868637197,4822.0733107359265,5056.1423691200016,320.80168011470016,-120.14022920295683,7.7929766424731453]
[10,5,6,3.8368797976773348E-4,0.40448111872764192,4799.7233856618041,5056.1423691200016,318.09883485432618,-122.53167118588797,7.8591925718460383]
[10,5,7,5.7410550210802496E-4,0.40733632318875634,4778.0834931316231,5056.1423691200016,315.35018865020311,-124.84713968661698,7.9276946390955958]
[10,5,8,6.6931041104340797E-4,0.41006815779183303,4757.36699091022,5056.1423691200016,312.50321058609183,-127.06380542430648,7.9999178098404604]
[10,5,9,5.0034224287508981E-4,0.41267000709845808,4737.6256201692668,5056.1423691200016,309.5521976841282,-129.17613209358831,8.0761823650531408]
[10,5,10,1.693976377025947E-4,0.41508001056198279,4719.3306394109768,5056.1423691200016,306.38713793159906,-131.13369503472592,8.159611453918556]
[10,5,11,1.4102759209070645E-5,0.41733370784062523,4702.2141843544878,5056.1423691200016,303.08902604460627,-132.96515572576999,8.2484015756877636]
[10,6,1,1.6314515747300061E-5,0.42940564137857873,4590.1053728664574,4980.4858160000013,323.26369129045651,-107.22656640104438,7.7336244909537903]
[10,6,2,3.4693860459416001E-5,0.43300679916675766,4562.7931055305935,4980.4858160000013,321.69678448008716,-110.14897900598177,7.7712930952679402]
[10,6,3,7.1472160037987795E-5,0.4364907024742295,4536.351239375007,4980.4858160000013,319.96108378541368,-112.97825868462959,7.8134502184542525]
[10,6,4,1.4162381484098118E-4,0.43986137022855026,4510.7510976830781,4980.4858160000013,318.07991711288037,-115.71747384566621,7.8596599958016169]
[10,6,5,2.65842254883252E-4,0.44315724315449329,4485.7021691298405,4980.4858160000013,316.14875621057837,-118.39770920086251,7.9076698892176438]
[10,6,6,4.5859619764961474E-4,0.44638584899798284,4461.1483041656065,4980.4858160000013,314.18736436145906,-121.0249727520349,7.9570354622022847]
[10,6,7,6.8618933664755903E-4,0.44958590756725908,4436.7957346550384,4980.4858160000013,312.27758951670643,-123.63069768966501,8.0056977635478166]
[10,6,8,7.9998130183180744E-4,0.45272598465599639,4412.884312317784,4980.4858160000013,310.35223777607104,-126.18921987975138,8.0553632154050359]
[10,6,9,5.9802511990314998E-4,0.45580203174706668,4389.4457505071168,4980.4858160000013,308.40437573326659,-128.69714599349302,{"$f":"IF(H1172>0,bat_data_lifetime_cycles/H1172,)","v":8.1062403672320311}]
[10,6,10,2.0246949771078005E-4,0.45876765432451949,4366.8347821145298,4980.4858160000013,306.34700843808128,-131.11651961150011,8.1606803106918502]
[10,6,11,1.685607079367716E-5,0.46166998443940377,4344.6932410495283,4980.4858160000013,304.27550605300655,-133.48566450545587,8.2162380811700491]
[10,7,1,1.3649663080619516E-5,0.46547979663176464,4297.7871816142724,4904.8292628800009,311.29395782926878,-103.25620581196824,8.0309942969440531]
[10,7,2,2.9026880942845428E-5,0.46908602567985452,4270.3500895527668,4904.8292628800009,310.14011291632551,-106.19197466254961,8.0608727987227162]
[10,7,3,5.9797723651350272E-5,0.47266229787507308,4243.1211226007708,4904.8292628800009,308.99312978310235,-109.10547412641307,8.0907947751293836]
[10,7,4,1.1849063660325637E-4,0.4762176788338674,4216.0316565962139,4904.8292628800009,307.87258655552927,-112.00404698890128,8.1202422988351675]
[10,7,5,2.2241893464408128E-4,0.47972944976841764,4189.2553014417372,4904.8292628800009,306.72661412664945,-114.86911699042975,8.1505806306319855]
[10,7,6,3.8368797976773348E-4,0.48322899778676898,4162.5531737821648,4904.8292628800009,305.6236880841243,-117.72624465000425,8.1799942133800307]
[10,7,7,5.7410550210802496E-4,0.48672537806654714,4135.8562859925487,4904.8292628800009,304.5789634844499,-120.58281164349309,8.2080520972277728]
[10,7,8,6.6931041104340797E-4,0.49018221214347579,4109.4427345213553,4904.8292628800009,303.51466220096324,-123.40906165091106,8.2368343653352039]
[10,7,9,5.0034224287508981E-4,0.49354985700680981,4083.6928506426575,4904.8292628800009,302.33476929291169,-126.16429922593166,8.2689794688414402]
[10,7,10,1.693976377025947E-4,0.49682714863139282,4058.6169240939071,4904.8292628800009,301.04538169777618,-128.84742336664777,8.3043957887710977]
[10,7,11,1.4102759209070645E-5,0.49998274787063512,4034.4563414659701,4904.8292628800009,299.59563644366773,-131.43260570783644,8.3445808145809526]
[10,8,1,8.0014085210356813E-6,0.49943069171641802,4023.0732010200791,4829.1727097600015,300.855203526406,-99.793671009708731,8.3096452070524869]
[10,8,2,1.7015506620448411E-5,0.50291586472062244,3996.477456339228,4829.1727097600015,299.76464862897183,-102.63941569055986,8.3398760041726234]
[10,8,3,3.505332056450546E-5,0.50638460796980811,3969.9883812558924,4829.1727097600015,298.70786384728626,-105.47374672447664,8.3693812670366103]
[10,8,4,6.9459003037693076E-5,0.50981774709707661,3943.7528006885145,4829.1727097600015,297.63868566571296,-108.28095384518609,8.3994457723409841]
[10,8,5,1.3038158879010638E-4,0.51323577277893928,3917.6145149626041,4829.1727097600015,296.60280485409578,-111.07775041785864,8.4287807097097236]
[10,8,6,2.2491721975845057E-4,0.516633757959572,3891.6114634553965,4829.1727097600015,295.58690791570598,-113.86007692912973,8.4577494234383952]
[10,8,7,3.3653963686934666E-4,0.51998640707001831,3865.9377192767379,4829.1727097600015,294.5369223446491,-116.60716755624627,8.4879001929498425]
[10,8,8,3.9234858725154361E-4,0.52330185748643798,3840.5315978419103,4829.1727097600015,293.47177213421713,-119.32562254977266,8.5187068651244715]
[10,8,9,2.9329974387859719E-4,0.52658266077758964,3815.3740867775268,4829.1727097600015,292.39749876266774,-122.01747623366145,8.5500047386834588]
[10,8,10,9.9300597659538573E-5,0.52983306253632501,3790.4331137131544,4829.1727097600015,291.32280455969448,-124.68616035154943,8.5815458346232187]
[10,8,11,8.267012675630872E-6,0.53306129707615313,3765.6458796706006,4829.1727097600015,290.26303714178817,-127.33839439410272,8.6128775631145746]
[10,9,1,3.2813995561439136E-6,0.53133363757200025,3765.2052333942438,4753.5161566400011,291.43688384190739,-96.669614370360762,8.5781866970419163]
[10,9,2,6.9781058828722518E-6,0.53465601032716092,3739.7797014793491,4753.5161566400011,290.27495994525208,-99.39014628525419,8.6125237963051227]
[10,9,3,1.4375462799998386E-5,0.53793259817417927,3714.6876822294716,4753.5161566400011,289.08239123475221,-102.07499234499122,8.6480535508295642]
[10,9,4,2.8485327444396388E-5,0.54117816435166322,3689.8166925714036,4753.5161566400011,287.89496492139727,-104.73618823840452,8.6837225537534639]
[10,9,5,5.346984677265493E-5,0.54441066428268925,3665.0294585288507,4753.5161566400011,286.75146136437257,-107.38842228095773,8.7183513838252829]
[10,9,6,9.2239168034501565E-5,0.54764103345984783,3640.2422244862987,4753.5161566400011,285.67148578273799,-110.04065632351086,8.751310944282789]
[10,9,7,1.3801582710652144E-4,0.55086607479636807,3615.4795627304516,4753.5161566400011,284.64324610100169,-112.69026113138651,8.7829240083669848]
[10,9,8,1.6090323055949435E-4,0.55407649022725747,3590.8130012083793,4753.5161566400011,283.64383476204637,-115.32958321424816,8.8138704022856427]
[10,9,9,1.2028302852555484E-4,0.55727282740752682,3566.2385331232758,4753.5161566400011,282.67206158484163,-117.95905129935456,8.844170824606401]
[10,9,10,4.0723447156608707E-5,0.5604519745565042,3541.780302530789,4753.5161566400011,281.71981769334252,-120.57608197275081,8.8740650922942823]
[10,9,11,3.3903245476260172E-6,0.56360106479743222,3517.5376368941284,4753.5161566400011,280.76144790488598,-123.17004719587358,8.904356415938306]
[10,10,1,9.4537189717716096E-7,0.56124110848382613,3523.5958226086063,4677.8596035200007,282.25265511865666,-93.623205702858385,8.8573126050807947]
[10,10,2,2.0103937616625695E-6,0.5644545449482089,3498.9383961126164,4677.8596035200007,281.1377054261954,-96.261550337929407,8.8924393695612025]
[10,10,3,4.1415738338199945E-6,0.56764208642613467,3474.4636565357682,4677.8596035200007,280.0349687699005,-98.880347472652147,8.9274564922433068]
[10,10,4,8.206628783563051E-6,0.57081284365958085,3450.1019544081082,4677.8596035200007,278.96385266715612,-101.48704960031156,8.961734562014593]
[10,10,5,1.5404674018009144E-5,0.5739501218416867,3425.9819198047649,4677.8596035200007,277.88489533476371,-104.06789330286895,8.9965307289850642]
[10,10,6,2.6574123567351179E-5,0.57705493747809622,3402.0962109724337,4677.8596035200007,276.80078958444676,-106.62366414792884,9.0317661439953962]
[10,10,7,3.9762388602713901E-5,0.58013773819526726,3378.364838571229,4677.8596035200007,275.73357159600272,-109.16292099485773,9.0667233065944242]
[10,10,8,4.6356254315678957E-5,0.58320104940071726,3354.7686504510357,4677.8596035200007,274.68694816458049,-111.68771312371838,9.1012697061314629]
[10,10,9,3.4653565629491794E-5,0.58624940469707343,3331.2729608977756,4677.8596035200007,273.66822886632423,-114.2017519059174,9.135148827309246]
[10,10,10,1.1732433627582467E-5,0.58928041048409452,3307.896438457261,4677.8596035200007,272.67065375479427,-116.70303980705258,9.168570088397507]
[10,10,11,9.7675320996323666E-7,0.59228304202961124,3284.7244257086832,4677.8596035200007,271.67186043115976,-119.18244517115005,9.2022780571839426]
[10,11,1,1.8838932733602845E-7,0.58968085380632473,3294.1085001864885,4602.2030504000013,274.22410906480474,-90.960136976795951,9.11663095023202]
[10,11,2,4.0062194525884539E-7,0.59276296516072402,3270.3979822211886,4602.2030504000013,273.06414252068652,-93.497162399083166,9.1553580668710737]
[10,11,3,8.2531362630470914E-7,0.59581192085799595,3246.9277794966147,4602.2030504000013,271.90165417902193,-96.008474090612566,9.1945008850662706]
[10,11,4,1.6353789242607532E-6,0.59882974648788267,3223.6827499585038,4602.2030504000013,270.74132009672957,-98.49569225119042,9.2339063690271157]
[10,11,5,3.0697719963424024E-6,0.60183135464456061,3200.5483540423174,4602.2030504000013,269.61568121287661,-100.97107261422232,9.2724577025848536]
[10,11,6,5.2955681021895476E-6,0.60481093529787722,3177.5696306380605,4602.2030504000013,268.50933545814564,-103.42979601847775,9.3106632428044271]
[10,11,7,7.9236643954683514E-6,0.60778752592732999,3154.5999258540069,4602.2030504000013,267.46035471172365,-105.88755443037158,9.3471797070432014]
[10,11,8,9.237659374501241E-6,0.61074636455906861,3131.7532883510121,4602.2030504000013,266.43419735167726,-108.33214464319214,9.3831798802469386]
[10,11,9,6.9056018464566987E-6,0.61367488355263367,3109.1270843333787,4602.2030504000013,265.4041420394887,-110.7531484730787,9.4195967733918504]
[10,11,10,2.3379849620182457E-6,0.61659219962177603,3086.5738928440169,4602.2030504000013,264.40733636084201,-113.16633996244039,9.4551082977069889]
[10,11,11,1.9464284981151459E-7,0.61948083121105746,3064.2291250257531,4602.2030504000013,263.40832030771548,-115.55723011899474,9.490968231677277]
[11,1,1,3.7541351461889728E-8,6.2908733845322126E-2,8240.1548028738835,5923.9685816000001,77.707978628328107,-27.9327788577516,32.171728619493855]
[11,1,2,7.9834083294335117E-8,6.292079330502369E-2,8240.0484198951617,5923.9685816000001,75.312848977043899,-28.039161836474985,33.194866931166352]
[11,1,3,1.6446467190854708E-7,6.293285247301976E-2,8239.9420369164345,5923.9685816000001,73.062878698564816,-28.145544815198384,34.217102371701486]
[11,1,4,3.2589072766065728E-7,6.2944911349319704E-2,8239.8356539377128,5923.9685816000001,70.945259612937448,-28.251927793921784,35.238436135683749]
[11,1,5,6.1172992680736272E-7,6.2956969933934875E-2,8239.7292709589892,5923.9685816000001,68.94864733220308,-28.358310772645211,36.258869415591171]
[11,1,6,1.0552762522479169E-6,6.2969028226875709E-2,8239.6228879802657,5923.9685816000001,67.062957955953934,-28.464693751368603,37.278403401799949]
[11,1,7,1.5789910932998524E-6,6.2981086228152544E-2,8239.5165050015439,5923.9685816000001,65.279197735177718,-28.571076730091995,{"$f":"IF(H1236>0,bat_data_lifetime_cycles/H1236,)","v":38.297039282589061}]
[11,1,8,1.8408379188317689E-6,6.2993143937776788E-2,8239.4101220228167,5923.9685816000001,63.589319631284461,-28.677459708815402,39.314778244144925]
[11,1,9,1.3761163099823128E-6,6.3005201355757809E-2,8239.303739044095,5923.9685816000001,61.986101942975466,-28.78384268753878,40.331621470565963]
[11,1,10,4.659028004021866E-7,6.3017258482106972E-2,8239.1973560653714,5923.9685816000001,60.46304513908192,-28.8902256662622,41.347570143867223]
[11,1,11,3.878752441896124E-8,6.3029315316834519E-2,8239.0909730866497,5923.9685816000001,59.014283789036838,-28.996608644985635,42.362625443984939]
[11,2,1,1.8838932733602845E-7,0.1725588363535033,7315.4362889371068,5848.3120284799998,220.66910242164684,-73.19594127326026,11.329180082597549]
[11,2,2,4.0062194525884534E-7,0.17274402900906538,7313.9321363433328,5848.3120284799998,214.24324065652408,-73.356885600793944,11.668979578254296]
[11,2,3,8.2531362630470914E-7,0.17291429667638794,7312.5491576199302,5848.3120284799998,208.1701057043276,-73.504864324198067,12.009409283534932]
[11,2,4,1.635378924260753E-6,0.17308455864422198,7311.1661788965257,5848.3120284799998,202.45421398461323,-73.652843047602232,12.34847104832307]
[11,2,5,3.0697719963424024E-6,0.17323620605402545,7309.9343607717119,5848.3120284799998,197.02175590642875,-73.784647586957433,12.688954011694634]
[11,2,6,5.2955681021895468E-6,0.17337507868512492,7308.7641480057546,5848.3120284799998,191.8739884551272,-73.919554271968892,13.02938465046118]
[11,2,7,7.9236643954683514E-6,0.17351050809172994,7307.6442664143851,5848.3120284799998,186.99087568373719,-74.134381602245469,13.369636303689592]
[11,2,8,9.2376593745012426E-6,0.17363903127493918,7306.5804366271514,5848.3120284799998,182.35001837291085,-74.343211389479421,13.709897165392276]
[11,2,9,6.9056018464566979E-6,0.17376597723335346,7305.5293711450322,5848.3120284799998,177.94388084594402,-74.550675396066282,14.049373252482843]
[11,2,10,2.3379849620182457E-6,0.17388139414227496,7304.5719243365211,5848.3120284799998,173.73464552692312,-74.74812220457693,14.389760847168407]
[11,2,11,1.9464284981151459E-7,0.17399265726684035,7303.6481839073622,5848.3120284799998,169.72251769191502,-74.941962430496972,14.729925256812821]
[11,3,1,6.53902085463461E-7,0.25265870246892558,6626.5977293018768,5772.6554753600003,298.63480457252433,-99.057164676706975,8.3714287876745725]
[11,3,2,1.390564578108601E-6,0.2543884671380604,6612.3933194696492,5772.6554753600003,293.7413450022047,-100.57703652875553,8.5108890611951011]
[11,3,3,2.864675557970693E-6,0.25603577203223787,6598.8615217864944,5772.6554753600003,288.94063687582036,-102.02493888085272,8.6522962883702608]
[11,3,4,5.6764239472529038E-6,0.25757012770042298,6586.2535712304198,5772.6554753600003,284.15060360184663,-103.37398959035239,8.7981512912885229]
[11,3,5,1.06552230887537E-5,0.25901914019238825,6574.3433722571963,5772.6554753600003,279.4349289198571,-104.64838088048712,8.9466267143611411]
[11,3,6,1.838099363006372E-5,0.26034301669041898,6563.4587403164633,5772.6554753600003,274.69635643339853,-105.81303649814576,9.1009579903406443]
[11,3,7,2.7503153952386522E-5,0.26155157563888187,6553.5197294870868,5772.6554753600003,269.95834972692273,-106.87651065688927,9.2606878154681382]
[11,3,8,3.2064049568015182E-5,0.26262872763281708,6544.6593820416419,5772.6554753600003,265.18585300922615,-107.82456783355205,9.4273505604879375]
[11,3,9,2.3969444090237379E-5,0.26359510856764273,6536.7085947815076,5772.6554753600003,260.4248791526133,-108.67530207038618,9.5996972644651155]
[11,3,10,8.1151796870053595E-6,0.26448092519928168,6529.4193020133707,5772.6554753600003,255.73658036583214,-109.45525639657689,9.7756840121336595]
[11,3,11,6.7560815260663395E-7,0.26529222792020291,6522.7420524829067,5772.6554753600003,251.12770024238819,-110.16972209633639,9.9550945498525358]
[11,4,1,1.5944835820904437E-6,0.31329944684689287,6097.114257370069,5696.99892224,334.68611222278827,-111.0153834242987,7.4696855014284003]
[11,4,2,3.3907712468284879E-6,0.31571950237353469,6077.0928633011918,5696.99892224,330.48385686235019,-113.15767258966856,7.5646660134485018]
[11,4,3,6.9852631559702916E-6,0.317981105053803,6058.3736322973391,5696.99892224,326.14168877677946,-115.16063030708082,7.6653800664872076]
[11,4,4,1.3841467996641737E-5,0.32016514823436393,6040.2883434366167,5696.99892224,321.86848877179114,-117.09575621517746,7.7671474133416396]
[11,4,5,2.5981838345854536E-5,0.32222317958695257,6023.2393016692813,5696.99892224,317.54340102612178,-118.9200036842827,7.8729395475434387]
[11,4,6,4.4820460459111528E-5,0.32415198004584528,6007.2544715024833,5696.99892224,313.16298159950486,-120.63038051212908,7.9830636023167587]
[11,4,7,6.70640580717901E-5,0.32599611577342724,5991.9655408962353,5696.99892224,308.83126063904427,-122.26629608699753,8.0950354404761811]
[11,4,8,7.8185406879836597E-5,0.3277329605674591,5977.5609658407402,5696.99892224,304.49479984735842,-123.80758561793586,8.2103208371809178]
[11,4,9,5.8447412729430607E-5,0.32941144424827912,5963.6356638996986,5696.99892224,300.25783111820613,-125.29759292562744,8.3261775078092626]
[11,4,10,1.9788162577081962E-5,0.33102218113544746,5950.2680246451464,5696.99892224,296.09329515388947,-126.72793032586442,8.4432847380102523]
[11,4,11,1.64741194623079E-6,0.33251878765724802,5937.8437084281395,5696.99892224,291.90182849574649,-128.05733216108348,8.5645232607250676]
[11,5,1,2.7200415559205557E-6,0.35940355843947847,5688.9823714122303,5621.3423691200005,340.42677756882426,-112.91956211957955,7.3437231285208568]
[11,5,2,5.7843422168713721E-6,0.36249852113055347,5663.2518987478434,5621.3423691200005,337.8292134774199,-115.67272269466906,7.4001889128131806]
[11,5,3,1.1916213046464729E-5,0.36552382545909229,5638.0851184093999,5621.3423691200005,335.21826165642079,-118.3655681908828,7.4578275886483612]
[11,5,4,2.3612264540503988E-5,0.36849733987354705,5613.3342935172486,5621.3423691200005,332.63855539951015,-121.01390645434263,7.5156651549229325]
[11,5,5,4.4322613787769823E-5,0.37142489927632671,5588.9515703147799,5621.3423691200005,330.10108901737357,-123.62285783700719,7.5734376019232776]
[11,5,6,7.645956118559907E-5,0.37426673132501803,5565.2691489254084,5621.3423691200005,327.51006470838416,-126.15687692567037,7.6333531985528644]
[11,5,7,1.1440508194181659E-4,0.37698867125898761,5542.5731891025325,5621.3423691200005,324.79248453325994,-128.58534462671818,7.6972224390986206]
[11,5,8,1.3337707466444727E-4,0.3796032709287035,5520.7605755241357,5621.3423691200005,321.98547535564677,-130.91929427960687,7.764325385294609]
[11,5,9,9.9705881732354849E-5,0.38205743167631484,5500.2760274163866,5621.3423691200005,318.98188575877248,-133.11114092713666,7.8374356401247347]
[11,5,10,3.3756775629140247E-5,0.38431041596813004,5481.4617858188258,5621.3423691200005,315.71089901419242,-135.1242647780748,7.9186369802444334]
[11,5,11,2.8103324510829187E-6,0.38645451709885087,5463.5489015929916,5621.3423691200005,312.37962933722008,-137.04094339023885,8.003082676371319]
[11,6,1,3.2510810365996505E-6,0.39822907446890454,5342.9472954311032,5545.6858160000002,334.23943350108499,-110.86722009230928,7.479668014671538]
[11,6,2,6.9136316132894214E-6,0.40162379468251752,5314.6202465769302,5545.6858160000002,332.64665397110537,-113.89821431970613,7.5154821795296254]
[11,6,3,1.4242640587280178E-5,0.40491109145676546,5287.1711482602377,5545.6858160000002,330.88436091643234,-116.83526783959218,7.5555097045864805]
[11,6,4,2.8222137015412923E-5,0.4080945737000527,5260.5715980396017,5545.6858160000002,328.97586507201981,-119.6814197132007,7.5993416704070276]
[11,6,5,5.2975811661517619E-5,0.41119117829087937,5234.6815972352288,5545.6858160000002,326.97369772835469,-122.45164979926885,7.645874935411368]
[11,6,6,9.1386923444669604E-5,0.41423082905435171,5209.2520722897052,5545.6858160000002,324.95485194298993,-125.1726089684397,7.6933764338394921]
[11,6,7,1.367406286797672E-4,0.41719107425090968,5184.4718835397971,5545.6858160000002,322.86963668775036,-127.82408916468067,7.7430631930799017]
[11,6,8,1.5941656377083121E-4,0.42008508600504368,5160.2318458776435,5545.6858160000002,320.75202458074409,-130.41777319453132,7.7941830710741646]
[11,6,9,1.191716724444683E-4,0.42288987129678318,5136.7256707298266,5545.6858160000002,318.55483809093477,-132.93293393534799,7.8479423353989342]
[11,6,10,4.0347182514829359E-5,0.425639602856486,5113.6679832831105,5545.6858160000002,316.35538900034123,-135.40010649214682,7.902504862963796]
[11,6,11,3.3589996146820432E-6,0.42836701283802697,5090.784841117129,5545.6858160000002,314.22065808959559,-137.84860270390621,7.9561923623976378]
[11,7,1,2.7200415559205557E-6,0.43245218785947764,5036.8753517700725,5470.0292628799998,322.47366514525396,-106.96451472868105,7.7525710475424665]
[11,7,2,5.7843422168713721E-6,0.43581570290426808,5008.7242351483346,5470.0292628799998,321.19358705375964,-109.97668420720755,7.7834679793328609]
[11,7,3,1.1916213046464729E-5,0.43914366169603292,4980.8518947228031,5470.0292628799998,319.90661181744315,-112.9590246327393,7.8147806505063473]
[11,7,4,2.3612264540503988E-5,0.4424663885202515,4953.0046845625347,5470.0292628799998,318.68794975230395,-115.93867611988816,7.8446643556591722]
[11,7,5,4.4322613787769823E-5,0.44577720185566261,4925.2387271157222,5470.0292628799998,317.5157104584693,-118.90963356669643,{"$f":"IF(H1300>0,bat_data_lifetime_cycles/H1300,)","v":7.8736261471603539}]
[11,7,6,7.645956118559907E-5,0.44908580223365269,4897.4727696689142,5470.0292628799998,316.40859556984782,-121.88059101350503,7.9011759952270957]
[11,7,7,1.1440508194181659E-4,0.45237375040098343,4869.8617290143038,5470.0292628799998,315.31945532596421,-124.83497236354863,7.9284673297929027]
[11,7,8,1.3337707466444727E-4,0.45559537195624172,4842.7898695466238,5470.0292628799998,314.14574846677476,-127.73166132658977,7.9580895562061365]
[11,7,9,9.9705881732354849E-5,0.45871892009862103,4816.5252935766894,5470.0292628799998,312.82523593427715,-130.54197095537327,7.9916826164409454]
[11,7,10,3.3756775629140247E-5,0.4617498728997495,4791.0234427336673,5470.0292628799998,311.38006774667696,-133.27066899557673,8.0287733832528847]
[11,7,11,2.8103324510829187E-6,0.46468712550999419,4766.295040199283,5470.0292628799998,309.81674963929021,-135.91660806675608,8.0692861277212113]
[11,8,1,1.5944835820904437E-6,0.46479497614198384,4747.95216664707,5394.3727097600004,311.8426811993981,-103.43821735384003,8.01686283091394]
[11,8,2,3.3907712468284879E-6,0.46806768225421724,4720.4825640054414,5394.3727097600004,310.68184823742587,-106.37746483649424,8.0468170708495261]
[11,8,3,6.9852631559702916E-6,0.47133550818676129,4693.035755494805,5394.3727097600004,309.58446147587892,-109.31427334713271,8.0753406940444457]
[11,8,4,1.3841467996641737E-5,0.47458747579227556,4665.7041024579521,5394.3727097600004,308.51775761978001,-112.23876022207565,8.1032612815792007]
[11,8,5,2.5981838345854536E-5,0.47781305456450845,4638.5764428834837,5394.3727097600004,307.45372442334889,-115.14141979654366,8.1313049782985267]
[11,8,6,4.4820460459111528E-5,0.48101315383910548,4611.6455394513123,5394.3727097600004,306.39414969830358,-118.02302646378611,8.1594247228991463]
[11,8,7,6.70640580717901E-5,0.48418867246287084,4584.9042207448247,5394.3727097600004,305.34061016767146,-120.88434756538068,8.1875777959151161]
[11,8,8,7.8185406879836597E-5,0.48735749788826532,4558.2020930852532,5394.3727097600004,304.3322066526207,-123.74147522495535,8.2147073012670635]
[11,8,9,5.8447412729430607E-5,0.49052428749327076,4531.4999654256808,5394.3727097600004,303.37551613834177,-126.59860288452981,8.2406122676688884]
[11,8,10,1.9788162577081962E-5,0.49368904323913415,4504.7978377661102,5394.3727097600004,302.46666014977666,-129.45573054410411,8.2653737729706798]
[11,8,11,1.64741194623079E-6,0.49685176708458539,4478.0957101065369,5394.3727097600004,301.60213859967854,-132.31285820367876,8.2890658919308624]
[11,9,1,6.53902085463461E-7,0.49540427212339516,4474.8475279694558,5318.71615664,302.51576652369596,-100.34447975591011,8.2640320824540421]
[11,9,2,1.390564578108601E-6,0.49856418676148229,4448.2517832886078,5318.71615664,301.37331903259638,-103.19022443676117,8.2953594167690774]
[11,9,3,2.864675557970693E-6,0.50172207470655317,4421.6560386077617,5318.71615664,300.30011078338157,-106.03596911761225,8.3250052538387163]
[11,9,4,5.6764239472529038E-6,0.50487793790779123,4395.0602939269129,5318.71615664,299.29003243117955,-108.8817137984632,8.3531014370646108]
[11,9,5,1.06552230887537E-5,0.50801505941364589,4368.6055815383052,5318.71615664,298.29737790131969,-111.71236802404432,8.3808983424152981]
[11,9,6,1.838099363006372E-5,0.51112644107831096,4342.3512578162699,5318.71615664,297.30420732684706,-114.52158066230197,8.4088954625912073]
[11,9,7,2.7503153952386522E-5,0.51421643326073085,4316.2609755279545,5318.71615664,296.32038612566714,-117.31324086715193,8.4368140602373867]
[11,9,8,3.2064049568015182E-5,0.51730135439899827,4290.1971457407208,5318.71615664,295.38138380321129,-120.10207065438598,8.463634260937539]
[11,9,9,2.3969444090237379E-5,0.52035105772186774,4264.4147761755812,5318.71615664,294.41836615829288,-122.86078419785578,8.4913180947953659]
[11,9,10,8.1151796870053595E-6,0.52337552682566679,4238.8299263051631,5318.71615664,293.45411947193929,-125.59836313399042,8.5192193058958079]
[11,9,11,6.7560815260663395E-7,0.52636043867171645,4213.5642497535973,5318.71615664,292.45906205837048,-128.30179052500776,8.5482049432991651]
[11,10,1,1.8838932733602845E-7,0.52441173583699185,4216.2864755521323,5243.0596035199997,294.16382831507588,-97.574141852110827,8.4986655712213377]
[11,10,2,4.0062194525884534E-7,0.52747484500419695,4190.4376677771315,5243.0596035199997,293.04896110991677,-100.33996428403567,8.5309976549014284]
[11,10,3,8.2531362630470914E-7,0.53049607147765254,4164.9264933754221,5243.0596035199997,291.89934847074022,-103.06965994501853,8.5645960263271981]
[11,10,4,1.635378924260753E-6,0.53350530609631841,4139.5009614605251,5243.0596035199997,290.79217113774558,-105.79019185991216,8.5972053175247733]
[11,10,5,3.0697719963424024E-6,0.53651100715580358,4114.0897128583301,5243.0596035199997,289.74418013443722,-108.50919546034717,8.6283010027674596]
[11,10,6,5.2955681021895468E-6,0.53947001793285188,4089.0579839109687,5243.0596035199997,288.64898872719067,-111.18759045771414,8.6610384849219475]
[11,10,7,7.9236643954683514E-6,0.54240715205953904,4064.1963765529481,5243.0596035199997,287.56701804754329,-113.84778244502279,8.6936256354220589]
[11,10,8,9.2376593745012426E-6,0.54533374875389051,4039.409142510397,5243.0596035199997,286.52242126801684,-116.50001648757608,8.7253206535675165]
[11,10,9,6.9056018464566979E-6,0.54825859862097281,4014.6219084678428,5243.0596035199997,285.53139355410673,-119.15225053012924,8.7556046600748392]
[11,10,10,2.3379849620182457E-6,0.55118170322428905,3989.8346744252881,5243.0596035199997,284.58991722589235,-121.80448457268224,8.7845698272424482]
[11,10,11,1.9464284981151459E-7,0.55409175705145253,3965.1434074320186,5243.0596035199997,283.67095997483869,-124.44645014096211,8.8130276014920508]
[11,11,1,3.7541351461889734E-8,0.55175817516329273,3972.6196309814868,5167.4030504000002,285.89543066711786,-94.831514352283392,8.7444559507873816]
[11,11,2,7.983408329433513E-8,0.55469291624788775,3947.7929268032995,5167.4030504000002,284.71954351445385,-97.487971699349544,8.7805704137520397]
[11,11,3,1.6446467190854711E-7,0.5576157929606812,3923.0517931586874,5167.4030504000002,283.58899178511047,-100.13527299932301,8.8155749074152165]
[11,11,4,3.2589072766065733E-7,0.56052980978279543,3898.3709420948603,5167.4030504000002,282.50721292785153,-102.77612406315284,8.8493315766718705]
[11,11,5,6.1172992680736283E-7,0.56344209207039542,3873.6900910310296,5167.4030504000002,281.48725000529282,-105.41697512698269,8.8813969369944541]
[11,11,6,1.0552762522479171E-6,0.5663374295980147,3849.1382708256365,5167.4030504000002,280.48810978442066,-108.04401988895917,8.913033789280643]
[11,11,7,1.5789910932998529E-6,0.56921103390553851,3824.7563647778816,5167.4030504000002,279.49705439774903,-110.65288383606934,8.9446380942615544]
[11,11,8,1.8408379188317693E-6,0.57207515588244151,3800.4406479114336,5167.4030504000002,278.54074161529422,-113.25466554077894,8.9753476834382386]
[11,11,9,1.3761163099823132E-6,0.574900119484134,3776.4434121544468,5167.4030504000002,277.55180869105305,-115.82236976677648,9.0073273591338268]
[11,11,10,4.6590280040218665E-7,0.5777049272195045,3752.6036625978554,5167.4030504000002,276.57295086292527,-118.37322296933172,9.0392064451705796]
[11,11,11,3.8787524418961246E-8,0.58049444857506483,3728.8802583425381,5167.4030504000002,275.61346529439527,-120.91162722465094,9.0706743857004088]
[null,null,null,{"$f":"SUM(D20:D1350)","v":1.0000000000000016},null,null,null,null,null,null,null,null,null,null,null,null,null,null,null,null,null,null,null,null,null,null,null,{"$f":"SUM(AB20:AB1350)","v":0}]

{"sheet":"(7) Economics","index":6,"n_rows":27,"n_cols":9,"rows_kept":27,"cut":false,"hidden":false,"merged":[[17,6,17,7],[1,1,1,3],[15,1,15,7],[7,5,8,5],[3,5,5,5],[1,6,1,8]]}
[]
[null,"Costs significant",null,null,null,null,"Investment-Cost per kWh"]
[null,null,null,null,null,null,"PV-Ratio -->",1,2]
[null,"PV",2200,"€/kWp",null,"Battery-Ratio",0,{"$f":"H$3*cost_pv+G4*cost_bat","v":2200},{"$f":"I$3*cost_pv+$G4*cost_bat","v":4400}]
[null,"Wind",1500,"€/kWp",null,null,0.5,{"$f":"H$3*cost_pv+G5*cost_bat","v":2550},{"$f":"I$3*cost_pv+$G5*cost_bat","v":4750}]
[null,"CHP",2000,"€/kWp",null,null,1,{"$f":"H$3*cost_pv+G6*cost_bat","v":2900},{"$f":"I$3*cost_pv+$G6*cost_bat","v":5100}]
[null,"GENX",0,"€/kWp",null,null,1.5,{"$f":"H$3*cost_pv+G7*cost_bat","v":3250},{"$f":"I$3*cost_pv+$G7*cost_bat","v":5450}]
[null,null,null,null,null,"-->",2,{"$f":"H$3*cost_pv+G8*cost_bat","v":3600},{"$f":"I$3*cost_pv+$G8*cost_bat","v":5800}]
[null,"Battery total",700,"€/kWh",null,null,2.5,{"$f":"H$3*cost_pv+G9*cost_bat","v":3950},{"$f":"I$3*cost_pv+$G9*cost_bat","v":6150}]
[null,null,null,null,null,null,3,{"$f":"H$3*cost_pv+G10*cost_bat","v":4300},{"$f":"I$3*cost_pv+$G10*cost_bat","v":6500}]
[null,"kWh ESC",0.35,"€/kWh",null,null,3.5,{"$f":"H$3*cost_pv+G11*cost_bat","v":4650},{"$f":"I$3*cost_pv+$G11*cost_bat","v":6850}]
[null,null,null,null,null,null,4,{"$f":"H$3*cost_pv+G12*cost_bat","v":5000},{"$f":"I$3*cost_pv+$G12*cost_bat","v":7200}]
[]
[]
[]
[null,"Economic EEG 2012 PV Cost and Subsidies"]
[]
[null,null,"Battery System",null,"No Battery",null,"no Internal Load"]
[null,"PV Subsidy",{"$f":"'(1) Main Menu'!D16*'(3) Parameter Settings'!J4","v":4440.9699151540644},null,{"$f":"C19","v":4440.9699151540644},null,{"$f":"C19","v":4440.9699151540644}]
[null,"Electricity from ESC",{"$f":"cost_esc_kWh*'(1) Main Menu'!H22","v":680.50228173076675},null,{"$f":"load_data_total*(1-'(1) Main Menu'!H16)*cost_esc_kWh","v":2936.8888090775372},null,{"$f":"load_data_total*cost_esc_kWh","v":3500}]
[null,"Internal Consumption",{"$f":"IF('(1) Main Menu'!L18>0.3, 0.3*'(1) Main Menu'!D16*(100+'(3) Parameter Settings'!C33)*0.01*('(3) Parameter Settings'!J4-'(3) Parameter Settings'!J5)                                                                                      +  ('(1) Main Menu'!L18-0.3)*'(1) Main Menu'!D16*(100+'(3) Parameter Settings'!C33)*0.01*('(3) Parameter Settings'!J4-'(3) Parameter Settings'!J6),  '(1) Main Menu'!L18*'(1) Main Menu'!D16*(100+'(3) Parameter Settings'!C33)*0.01*('(3) Parameter Settings'!J4-'(3) Parameter Settings'!J5))","v":1472.5605042805237},null,{"$f":"IF('(1) Main Menu'!L16>0.3, 0.3*'(1) Main Menu'!D16*(100+'(3) Parameter Settings'!C33)*0.01*('(3) Parameter Settings'!J4-'(3) Parameter Settings'!J5)                                                                                      +  ('(1) Main Menu'!L16-0.3)*'(1) Main Menu'!D16*(100+'(3) Parameter Settings'!C33)*0.01*('(3) Parameter Settings'!J4-'(3) Parameter Settings'!J6),  '(1) Main Menu'!L16*'(1) Main Menu'!D16*(100+'(3) Parameter Settings'!C33)*0.01*('(3) Parameter Settings'!J4-'(3) Parameter Settings'!J5))","v":313.60788444853773}]
[null,"Total credit",{"$f":"C19-C20-C21","v":2287.907129142774},null,{"$f":"E19-E20-E21","v":1190.4732216279895},null,{"$f":"G19-G20-G21","v":940.96991515406444}]
[]
[null,"Cost over 20 years",{"$f":"C22*20","v":45758.142582855478},null,{"$f":"E22*20","v":23809.464432559791},null,{"$f":"G22*20","v":18819.398303081289}]
[null,null,"Rentability of battery",null,null,null,"PV rentability after"]
[null,"ROI in years",{"$f":"(cost_bat*'(3) Parameter Settings'!C28/1000)/(C22-E22)","v":25.514064954861791},"<--","<--","<--",{"$f":"(gen_pv*cost_pv)/G19","v":9.9077455692409409}]
[null,null,"years",null,null,null,"years"]